## Navigation
Inputs |  | Outputs
General Model Inputs | • Financial inputs • Other generic inputs | Cashflow Projection | • Summary of forecast expenditure and anticipated charges revenues
Demands | • Estimates of current and future demand per network catchment | Summary Cost Schedule | • Demand and cost allocation by catchment • Infrastructure costs by catchment
Unit Rates | • Unit cost of asset works • Unit cost of land
Anticipated Residential Growth | • Estimates of anticipated dwelling growth and infrastructure charges by LGIP projection area
Anticipated Non-residential Growth | • Estimates of anticipated non-residential GFA growth and infrastructure charges by LGIP projection area
Asset Inputs
Water Supply Network - Existing | • Current asset valuation and catchments served in existing Water Supply network | Water Supply Network - Future | • Proposed asset valuation and catchments served in future Water Supply network
Sewerage Network - Existing | • Current asset valuation and catchments served in existing Sewerage network | Sewerage Network - Future | • Proposed asset valuation and catchments served in future Sewerage network
Transport Network - Existing | • Current asset valuation and catchments served in existing Transport network | Transport Network - Future | • Proposed asset valuation and catchments served in future Transport network
Parks and Land for Community Facilities Network - Existing | • Current asset valuation and catchments served in existing Parks and Land for Community Facilities network | Parks and Land for Community Facilities Network - Future | • Proposed asset valuation and catchments served in future Parks and Land for Community Facilities network

## Inputs
Isaac Regional Council | [5 empty] | Return to Navigation
Local Government Infrastructure Plan
Financial Modelling Assumptions |  | Model-wide | Water Supply | Sewerage | Transport | Parks and Land for Community Facilities | Comments
Model Setup | Base Year of Model | 2024 | 2024 | 2024 | 2024 | 2024 | 30th June of Base Year
| Infrastructure Planning Horizon |  | 17 | 17 | 17 | 17 | Based on an Infrastructure Planning Horizon to 2041
| Demand Unit (Unit of Measure) |  | EP | EP | Trips | Persons | Demand Measure of Infrastructure Charge
Financial Inputs | Discount Rates
| Post-tax Nominal WACC to be applied to Expenses (WACC) |  | 5.963% | 5.963% | 5.963% | 5.963% | Based on 5y average of the 10 year bond rate (@30/6/24) + margin of 3.5%
| Real Post-tax Nominal WACC to be applied to Revenues (RWACC) |  | 2.992% | 2.992% | 2.992% | 2.992%
| Average WACC to be applied in Cashflow NPV Assessment | 5.963%
Escalations
| Works Escalation Rate (for discounting purposes) |  | 2.805% | 2.805% | 2.805% | 2.805% | 10y average of PPI Index (RBC) (@30/6/24)
| Land Escalation Rate (for discounting purposes) |  | 2.885% | 2.885% | 2.885% | 2.885% | 10y average of CPI Index (@30/6/24)
| Modelled Charge Inflation Rate |  | 2.885% | 2.885% | 2.885% | 2.885% | 10y average of CPI Index (@30/6/24)
| Levied Charge Inflation Rate | 2.5% |  |  |  |  | Mid-Point of RBA Target Inflation Rate (2-3%)
Note: Grey cells throughout the SoW model are formula driven and should only be over-ridden where the formula is not relevant - e.g. a specific/project cost needs to be entered rather than a unit rate lookup

## Demands
Isaac Regional Council | [5 empty] | Return to Navigation | [20 empty] | Row #
Local Government Infrastructure Plan | [26 empty] | 2
3
Water Supply | Catchment Demand (Cumulative Totals) | [25 empty] | 4
Catchment Name | 2024 | 2025 | 2026 | 2027 | 2028 | 2029 | 2030 | 2031 | 2032 | 2033 | 2034 | 2035 | 2036 | 2037 | 2038 | 2039 | 2040 | 2041 | 2042 | 2043 | 2044 | 2045 | 2046 |  |  |  | 5
WS01 - Clermont | 5948.2537 | 5951.1302 | 5954.0067 | 5958.4049 | 5962.803 | 5967.2012 | 5971.5994 | 5975.9976 | 5977.0265 | 5978.0555 | 5979.0844 | 5980.1133 | 5981.1423 | 6021.2152 | 6061.2882 | 6101.3611 | 6141.4341 | 6181.507 | 6220.2803 | 6259.0536 | 6297.8269 | 6336.6002 | 6375.3735 |  |  |  | 6
WS02 - Moranbah | 13597.9563 | 13907.6483 | 14217.3404 | 14394.4487 | 14571.557 | 14748.6654 | 14925.7737 | 15102.882 | 15307.5708 | 15512.2595 | 15716.9483 | 15921.6371 | 16126.3259 | 16260.8675 | 16395.4092 | 16529.9508 | 16664.4924 | 16799.034 | 16926.1601 | 17053.2861 | 17180.4121 | 17307.5381 | 17434.6641 |  |  |  | 7
WS03 - Dysart | 7024.4571 | 7058.3237 | 7092.1903 | 7100.4614 | 7108.7325 | 7117.0036 | 7125.2746 | 7133.5457 | 7141.7751 | 7150.0046 | 7158.234 | 7166.4634 | 7174.6928 | 7178.5564 | 7182.42 | 7186.2836 | 7190.1472 | 7194.0108 | 7197.7649 | 7201.519 | 7205.2731 | 7209.0272 | 7212.7813 |  |  |  | 8
WS04 - Middlemount | 4733.4301 | 4749.2335 | 4765.0369 | 4768.7871 | 4772.5374 | 4776.2877 | 4780.0379 | 4783.7882 | 4787.314 | 4790.8397 | 4794.3655 | 4797.8913 | 4801.417 | 4804.8392 | 4808.2613 | 4811.6835 | 4815.1056 | 4818.5278 | 4821.8512 | 4825.1746 | 4828.498 | 4831.8214 | 4835.1448 |  |  |  | 9
WS05 - Glenden | 1631.9988 | 1642.8686 | 1653.7384 | 1658.7283 | 1663.7181 | 1668.708 | 1673.6978 | 1678.6877 | 1685.9646 | 1693.2415 | 1700.5184 | 1707.7954 | 1715.0723 | 1721.7249 | 1728.3775 | 1735.0301 | 1741.6827 | 1748.3353 | 1754.8812 | 1761.4272 | 1767.9732 | 1774.5191 | 1781.0651 |  |  |  | 10
WS06 - Nebo | 1078.6323 | 1120.5643 | 1162.4962 | 1189.5711 | 1216.6459 | 1243.7208 | 1270.7956 | 1297.8704 | 1329.6408 | 1361.4112 | 1393.1815 | 1424.9519 | 1456.7223 | 1458.1782 | 1459.634 | 1461.0899 | 1462.5458 | 1464.0017 | 1465.3849 | 1466.7681 | 1468.1513 | 1469.5345 | 1470.9177 |  |  |  | 11
WS07 - Carmila | 156.6922 | 156.4895 | 156.2869 | 156.2502 | 156.2135 | 156.1768 | 156.1401 | 156.1034 | 155.9675 | 155.8316 | 155.6957 | 155.5598 | 155.4239 | 156.671 | 157.9181 | 159.1652 | 160.4124 | 161.6595 | 162.8358 | 164.012 | 165.1883 | 166.3646 | 167.5409
WS08 - St Lawrence | 308.6409 | 308.309 | 307.9772 | 307.9117 | 307.8462 | 307.7807 | 307.7152 | 307.6497 | 307.4117 | 307.1737 | 306.9357 | 306.6978 | 306.4598 | 309.2518 | 312.0437 | 314.8357 | 317.6277 | 320.4197 | 323.0531 | 325.6866 | 328.32 | 330.9534 | 333.5869
14
15
Water Supply | Catchment Demand (Incremental Growth) | [25 empty] | 16
Catchment Name | 2024 | 2025 | 2026 | 2027 | 2028 | 2029 | 2030 | 2031 | 2032 | 2033 | 2034 | 2035 | 2036 | 2037 | 2038 | 2039 | 2040 | 2041 | 2042 | 2043 | 2044 | 2045 | 2046 | Total Demand (Ultimate) | NPV Future Demand (@ Ultimate) | NPV Future Demand (@Planning Horizon) | 17
WS01 - Clermont | 5948.2537 | 2.8765 | 2.8765 | 4.3982 | 4.3982 | 4.3982 | 4.3982 | 4.3982 | 1.0289 | 1.0289 | 1.0289 | 1.0289 | 1.0289 | 40.0729 | 40.0729 | 40.0729 | 40.0729 | 40.0729 | 38.7733 | 38.7733 | 38.7733 | 38.7733 | 38.7733 | 6375.3735 | 264.7887 | 157.1951 | 18
WS02 - Moranbah | 13597.9563 | 309.6921 | 309.6921 | 177.1083 | 177.1083 | 177.1083 | 177.1083 | 177.1083 | 204.6888 | 204.6888 | 204.6888 | 204.6888 | 204.6888 | 134.5416 | 134.5416 | 134.5416 | 134.5416 | 134.5416 | 127.126 | 127.126 | 127.126 | 127.126 | 127.126 | 17434.6641 | 2905.6643 | 2552.8975 | 19
WS03 - Dysart | 7024.4571 | 33.8666 | 33.8666 | 8.2711 | 8.2711 | 8.2711 | 8.2711 | 8.2711 | 8.2294 | 8.2294 | 8.2294 | 8.2294 | 8.2294 | 3.8636 | 3.8636 | 3.8636 | 3.8636 | 3.8636 | 3.7541 | 3.7541 | 3.7541 | 3.7541 | 3.7541 | 7212.7813 | 154.0364 | 143.619 | 20
WS04 - Middlemount | 4733.4301 | 15.8034 | 15.8034 | 3.7503 | 3.7503 | 3.7503 | 3.7503 | 3.7503 | 3.5258 | 3.5258 | 3.5258 | 3.5258 | 3.5258 | 3.4221 | 3.4221 | 3.4221 | 3.4221 | 3.4221 | 3.3234 | 3.3234 | 3.3234 | 3.3234 | 3.3234 | 4835.1448 | 79.8035 | 70.5813 | 21
WS05 - Glenden | 1631.9988 | 10.8698 | 10.8698 | 4.9899 | 4.9899 | 4.9899 | 4.9899 | 4.9899 | 7.2769 | 7.2769 | 7.2769 | 7.2769 | 7.2769 | 6.6526 | 6.6526 | 6.6526 | 6.6526 | 6.6526 | 6.546 | 6.546 | 6.546 | 6.546 | 6.546 | 1781.0651 | 109.0245 | 90.8599 | 22
WS06 - Nebo | 1078.6323 | 41.932 | 41.932 | 27.0748 | 27.0748 | 27.0748 | 27.0748 | 27.0748 | 31.7704 | 31.7704 | 31.7704 | 31.7704 | 31.7704 | 1.4559 | 1.4559 | 1.4559 | 1.4559 | 1.4559 | 1.3832 | 1.3832 | 1.3832 | 1.3832 | 1.3832 | 1470.9177 | 324.0769 | 320.2386 | 23
WS06 - Nebo | 156.6922 | -0.20267 | -0.20267 | -0.036698 | -0.036698 | -0.036698 | -0.036698 | -0.036698 | -0.1359 | -0.1359 | -0.1359 | -0.1359 | -0.1359 | 1.2471 | 1.2471 | 1.2471 | 1.2471 | 1.2471 | 1.1763 | 1.1763 | 1.1763 | 1.1763 | 1.1763 | 167.5409 | 6.2217 | 2.9576 | 24
WS06 - Nebo | 308.6409 | -0.33188 | -0.33188 | -0.065494 | -0.065494 | -0.065494 | -0.065494 | -0.065494 | -0.23799 | -0.23799 | -0.23799 | -0.23799 | -0.23799 | 2.792 | 2.792 | 2.792 | 2.792 | 2.792 | 2.6334 | 2.6334 | 2.6334 | 2.6334 | 2.6334 | 333.5869 | 14.4811 | 7.1734 | 25
26
27
28
Sewerage | Catchment Demand (Cumulative Totals) | [25 empty] | 29
Catchment Name | 2024 | 2025 | 2026 | 2027 | 2028 | 2029 | 2030 | 2031 | 2032 | 2033 | 2034 | 2035 | 2036 | 2037 | 2038 | 2039 | 2040 | 2041 | 2042 | 2043 | 2044 | 2045 | 2046 |  |  |  | 30
S01 - Clermont | 5700.297 | 5703.0571 | 5705.8171 | 5710.0684 | 5714.3197 | 5718.571 | 5722.8223 | 5727.0736 | 5728.2096 | 5729.3456 | 5730.4815 | 5731.6175 | 5732.7535 | 5770.7617 | 5808.7698 | 5846.778 | 5884.7862 | 5922.7944 | 5959.5684 | 5996.3423 | 6033.1163 | 6069.8903 | 6106.6643 |  |  |  | 31
S02 - Moranbah | 13597.9563 | 13907.6483 | 14217.3404 | 14394.4487 | 14571.557 | 14748.6654 | 14925.7737 | 15102.882 | 15307.5708 | 15512.2595 | 15716.9483 | 15921.6371 | 16126.3259 | 16260.8675 | 16395.4092 | 16529.9508 | 16664.4924 | 16799.034 | 16926.1601 | 17053.2861 | 17180.4121 | 17307.5381 | 17434.6641 |  |  |  | 32
S03 - Dysart | 7024.4571 | 7058.3237 | 7092.1903 | 7100.4614 | 7108.7325 | 7117.0036 | 7125.2746 | 7133.5457 | 7141.7751 | 7150.0046 | 7158.234 | 7166.4634 | 7174.6928 | 7178.5564 | 7182.42 | 7186.2836 | 7190.1472 | 7194.0108 | 7197.7649 | 7201.519 | 7205.2731 | 7209.0272 | 7212.7813 |  |  |  | 33
S04 - Middlemount | 4733.4301 | 4749.2335 | 4765.0369 | 4768.7871 | 4772.5374 | 4776.2877 | 4780.0379 | 4783.7882 | 4787.314 | 4790.8397 | 4794.3655 | 4797.8913 | 4801.417 | 4804.8392 | 4808.2613 | 4811.6835 | 4815.1056 | 4818.5278 | 4821.8512 | 4825.1746 | 4828.498 | 4831.8214 | 4835.1448 |  |  |  | 34
S05 - Glenden | 1631.9988 | 1642.8686 | 1653.7384 | 1658.7283 | 1663.7181 | 1668.708 | 1673.6978 | 1678.6877 | 1685.9646 | 1693.2415 | 1700.5184 | 1707.7954 | 1715.0723 | 1721.7249 | 1728.3775 | 1735.0301 | 1741.6827 | 1748.3353 | 1754.8812 | 1761.4272 | 1767.9732 | 1774.5191 | 1781.0651 |  |  |  | 35
S06 - Nebo | 1078.6323 | 1120.5643 | 1162.4962 | 1189.5711 | 1216.6459 | 1243.7208 | 1270.7956 | 1297.8704 | 1329.6408 | 1361.4112 | 1393.1815 | 1424.9519 | 1456.7223 | 1458.1782 | 1459.634 | 1461.0899 | 1462.5458 | 1464.0017 | 1465.3849 | 1466.7681 | 1468.1513 | 1469.5345 | 1470.9177 |  |  |  | 36
37
38
Sewerage | Catchment Demand (Incremental Growth) | [25 empty] | 39
Catchment Name | 2024 | 2025 | 2026 | 2027 | 2028 | 2029 | 2030 | 2031 | 2032 | 2033 | 2034 | 2035 | 2036 | 2037 | 2038 | 2039 | 2040 | 2041 | 2042 | 2043 | 2044 | 2045 | 2046 | Total Demand (Ultimate) | NPV Future Demand (@ Ultimate) | NPV Future Demand (@Planning Horizon) | 40
S01 - Clermont | 5700.297 | 2.76 | 2.76 | 4.2513 | 4.2513 | 4.2513 | 4.2513 | 4.2513 | 1.136 | 1.136 | 1.136 | 1.136 | 1.136 | 38.0082 | 38.0082 | 38.0082 | 38.0082 | 38.0082 | 36.774 | 36.774 | 36.774 | 36.774 | 36.774 | 6106.6643 | 252.1428 | 150.0972 | 41
S02 - Moranbah | 13597.9563 | 309.6921 | 309.6921 | 177.1083 | 177.1083 | 177.1083 | 177.1083 | 177.1083 | 204.6888 | 204.6888 | 204.6888 | 204.6888 | 204.6888 | 134.5416 | 134.5416 | 134.5416 | 134.5416 | 134.5416 | 127.126 | 127.126 | 127.126 | 127.126 | 127.126 | 17434.6641 | 2905.6643 | 2552.8975 | 42
S03 - Dysart | 7024.4571 | 33.8666 | 33.8666 | 8.2711 | 8.2711 | 8.2711 | 8.2711 | 8.2711 | 8.2294 | 8.2294 | 8.2294 | 8.2294 | 8.2294 | 3.8636 | 3.8636 | 3.8636 | 3.8636 | 3.8636 | 3.7541 | 3.7541 | 3.7541 | 3.7541 | 3.7541 | 7212.7813 | 154.0364 | 143.619 | 43
S04 - Middlemount | 4733.4301 | 15.8034 | 15.8034 | 3.7503 | 3.7503 | 3.7503 | 3.7503 | 3.7503 | 3.5258 | 3.5258 | 3.5258 | 3.5258 | 3.5258 | 3.4221 | 3.4221 | 3.4221 | 3.4221 | 3.4221 | 3.3234 | 3.3234 | 3.3234 | 3.3234 | 3.3234 | 4835.1448 | 79.8035 | 70.5813 | 44
S05 - Glenden | 1631.9988 | 10.8698 | 10.8698 | 4.9899 | 4.9899 | 4.9899 | 4.9899 | 4.9899 | 7.2769 | 7.2769 | 7.2769 | 7.2769 | 7.2769 | 6.6526 | 6.6526 | 6.6526 | 6.6526 | 6.6526 | 6.546 | 6.546 | 6.546 | 6.546 | 6.546 | 1781.0651 | 109.0245 | 90.8599 | 45
S06 - Nebo | 1078.6323 | 41.932 | 41.932 | 27.0748 | 27.0748 | 27.0748 | 27.0748 | 27.0748 | 31.7704 | 31.7704 | 31.7704 | 31.7704 | 31.7704 | 1.4559 | 1.4559 | 1.4559 | 1.4559 | 1.4559 | 1.3832 | 1.3832 | 1.3832 | 1.3832 | 1.3832 | 1470.9177 | 324.0769 | 320.2386 | 46
47
48
49
Transport | Catchment Demand (Cumulative Totals) | [25 empty] | 50
Catchment Name | 2024 | 2025 | 2026 | 2027 | 2028 | 2029 | 2030 | 2031 | 2032 | 2033 | 2034 | 2035 | 2036 | 2037 | 2038 | 2039 | 2040 | 2041 | 2042 | 2043 | 2044 | 2045 | 2046 |  |  |  | 51
TR01 - Clermont | 16368.1069 | 16414.1279 | 16460.1489 | 16488.9524 | 16517.7559 | 16546.5594 | 16575.3629 | 16604.1664 | 16638.1533 | 16672.1402 | 16706.127 | 16740.1139 | 16774.1008 | 16899.1984 | 17024.2961 | 17149.3937 | 17274.4914 | 17399.589 | 17520.6118 | 17641.6345 | 17762.6573 | 17883.68 | 18004.7028 |  |  |  | 52
TR02 - Moranbah | 51486.0036 | 52731.4869 | 53976.9702 | 54678.2571 | 55379.5439 | 56080.8308 | 56782.1176 | 57483.4045 | 58338.4705 | 59193.5365 | 60048.6026 | 60903.6686 | 61758.7346 | 62265.0397 | 62771.3448 | 63277.6498 | 63783.9549 | 64290.26 | 64768.6599 | 65247.0598 | 65725.4596 | 66203.8595 | 66682.2594 |  |  |  | 53
TR03 - Dysart | 24265.8861 | 24439.319 | 24612.7519 | 24663.029 | 24713.3062 | 24763.5833 | 24813.8605 | 24864.1376 | 24934.6879 | 25005.2382 | 25075.7885 | 25146.3388 | 25216.8891 | 25231.3595 | 25245.8299 | 25260.3003 | 25274.7707 | 25289.2411 | 25303.3014 | 25317.3616 | 25331.4219 | 25345.4821 | 25359.5424 |  |  |  | 54
TR04 - Middlemount | 17277.5366 | 17358.7746 | 17440.0126 | 17464.4628 | 17488.913 | 17513.3633 | 17537.8135 | 17562.2637 | 17599.0046 | 17635.7455 | 17672.4864 | 17709.2273 | 17745.9682 | 17757.0871 | 17768.206 | 17779.3249 | 17790.4438 | 17801.5627 | 17812.363 | 17823.1633 | 17833.9635 | 17844.7638 | 17855.5641 |  |  |  | 55
TR05 - Glenden | 6226.0492 | 6267.0742 | 6308.0993 | 6329.1238 | 6350.1482 | 6371.1727 | 6392.1971 | 6413.2216 | 6447.9122 | 6482.6027 | 6517.2933 | 6551.9838 | 6586.6744 | 6612.3652 | 6638.0559 | 6663.7467 | 6689.4374 | 6715.1282 | 6740.4539 | 6765.7796 | 6791.1052 | 6816.4309 | 6841.7566 |  |  |  | 56
TR06 - Nebo | 3939.181 | 4101.7704 | 4264.3598 | 4368.1586 | 4471.9575 | 4575.7563 | 4679.5552 | 4783.354 | 4909.4995 | 5035.645 | 5161.7905 | 5287.936 | 5414.0815 | 5419.5216 | 5424.9618 | 5430.4019 | 5435.8421 | 5441.2822 | 5446.4509 | 5451.6195 | 5456.7882 | 5461.9568 | 5467.1255 |  |  |  | 57
TR07 - St. Lawrence | 1338.4427 | 1340.896 | 1343.3492 | 1345.3979 | 1347.4466 | 1349.4952 | 1351.5439 | 1353.5926 | 1356.1858 | 1358.7791 | 1361.3723 | 1363.9656 | 1366.5588 | 1400.4424 | 1434.326 | 1468.2096 | 1502.0932 | 1535.9768 | 1567.9358 | 1599.8949 | 1631.8539 | 1663.813 | 1695.772 |  |  |  | 58
TR08 - Remainder of LGA | 76967.7469 | 79493.0362 | 82018.3256 | 82728.4189 | 83438.5122 | 84148.6056 | 84858.6989 | 85568.7922 | 86435.8554 | 87302.9186 | 88169.9817 | 89037.0449 | 89904.1081 | 90204.2904 | 90504.4727 | 90804.6549 | 91104.8372 | 91405.0195 | 91691.3792 | 91977.739 | 92264.0987 | 92550.4585 | 92836.8182 |  |  |  | 59
60
61
Transport | Catchment Demand (Incremental Growth) | [25 empty] | 62
Catchment Name | 2024 | 2025 | 2026 | 2027 | 2028 | 2029 | 2030 | 2031 | 2032 | 2033 | 2034 | 2035 | 2036 | 2037 | 2038 | 2039 | 2040 | 2041 | 2042 | 2043 | 2044 | 2045 | 2046 | Total Demand (Ultimate) | NPV Future Demand (@ Ultimate) | NPV Future Demand (@Planning Horizon) | 63
TR01 - Clermont | 16368.1069 | 46.021 | 46.021 | 28.8035 | 28.8035 | 28.8035 | 28.8035 | 28.8035 | 33.9869 | 33.9869 | 33.9869 | 33.9869 | 33.9869 | 125.0976 | 125.0976 | 125.0976 | 125.0976 | 125.0976 | 121.0228 | 121.0228 | 121.0228 | 121.0228 | 121.0228 | 18004.7028 | 1077.2154 | 741.3846 | 64
TR02 - Moranbah | 51486.0036 | 1245.4833 | 1245.4833 | 701.2869 | 701.2869 | 701.2869 | 701.2869 | 701.2869 | 855.066 | 855.066 | 855.066 | 855.066 | 855.066 | 506.3051 | 506.3051 | 506.3051 | 506.3051 | 506.3051 | 478.3999 | 478.3999 | 478.3999 | 478.3999 | 478.3999 | 66682.2594 | 11553.9647 | 10226.4344 | 65
TR03 - Dysart | 24265.8861 | 173.4329 | 173.4329 | 50.2771 | 50.2771 | 50.2771 | 50.2771 | 50.2771 | 70.5503 | 70.5503 | 70.5503 | 70.5503 | 70.5503 | 14.4704 | 14.4704 | 14.4704 | 14.4704 | 14.4704 | 14.0603 | 14.0603 | 14.0603 | 14.0603 | 14.0603 | 25359.5424 | 897.4673 | 858.4509 | 66
TR04 - Middlemount | 17277.5366 | 81.238 | 81.238 | 24.4502 | 24.4502 | 24.4502 | 24.4502 | 24.4502 | 36.7409 | 36.7409 | 36.7409 | 36.7409 | 36.7409 | 11.1189 | 11.1189 | 11.1189 | 11.1189 | 11.1189 | 10.8003 | 10.8003 | 10.8003 | 10.8003 | 10.8003 | 17855.5641 | 463.6899 | 433.7198 | 67
TR05 - Glenden | 6226.0492 | 41.025 | 41.025 | 21.0245 | 21.0245 | 21.0245 | 21.0245 | 21.0245 | 34.6906 | 34.6906 | 34.6906 | 34.6906 | 34.6906 | 25.6908 | 25.6908 | 25.6908 | 25.6908 | 25.6908 | 25.3257 | 25.3257 | 25.3257 | 25.3257 | 25.3257 | 6841.7566 | 451.4666 | 381.1894 | 68
TR06 - Nebo | 3939.181 | 162.5894 | 162.5894 | 103.7988 | 103.7988 | 103.7988 | 103.7988 | 103.7988 | 126.1455 | 126.1455 | 126.1455 | 126.1455 | 126.1455 | 5.4401 | 5.4401 | 5.4401 | 5.4401 | 5.4401 | 5.1687 | 5.1687 | 5.1687 | 5.1687 | 5.1687 | 5467.1255 | 1261.3078 | 1246.965 | 69
TR07 - St. Lawrence | 1338.4427 | 2.4533 | 2.4533 | 2.0487 | 2.0487 | 2.0487 | 2.0487 | 2.0487 | 2.5932 | 2.5932 | 2.5932 | 2.5932 | 2.5932 | 33.8836 | 33.8836 | 33.8836 | 33.8836 | 33.8836 | 31.959 | 31.959 | 31.959 | 31.959 | 31.959 | 1695.772 | 220.8497 | 132.1653 | 70
TR08 - Remainder of LGA | 76967.7469 | 2525.2894 | 2525.2893 | 710.0933 | 710.0933 | 710.0933 | 710.0933 | 710.0933 | 867.0632 | 867.0632 | 867.0632 | 867.0632 | 867.0632 | 300.1823 | 300.1823 | 300.1823 | 300.1823 | 300.1823 | 286.3597 | 286.3597 | 286.3597 | 286.3597 | 286.3597 | 92836.8182 | 12890.115 | 12095.4843 | 71
72
73
74
Parks and Land for Community Facilities | Catchment Demand (Cumulative Totals) | [25 empty] | 75
Catchment Name | 2024 | 2025 | 2026 | 2027 | 2028 | 2029 | 2030 | 2031 | 2032 | 2033 | 2034 | 2035 | 2036 | 2037 | 2038 | 2039 | 2040 | 2041 | 2042 | 2043 | 2044 | 2045 | 2046 |  |  |  | 76
PPCL01 - Clermont | 3216.2659 | 3219.914 | 3223.562 | 3226.4859 | 3229.4098 | 3232.3337 | 3235.2576 | 3238.1815 | 3240.5121 | 3242.8427 | 3245.1733 | 3247.5039 | 3249.8345 | 3267.8519 | 3285.8693 | 3303.8868 | 3321.9042 | 3339.9216 | 3357.3395 | 3374.7575 | 3392.1754 | 3409.5933 | 3427.0112 |  |  |  | 77
PPCL02 - Moranbah | 12104.0573 | 12363.1028 | 12622.1484 | 12772.0929 | 12922.0374 | 13071.982 | 13221.9265 | 13371.871 | 13546.3447 | 13720.8183 | 13895.2919 | 14069.7656 | 14244.2392 | 14357.9677 | 14471.6961 | 14585.4246 | 14699.153 | 14812.8815 | 14920.3367 | 15027.792 | 15135.2472 | 15242.7025 | 15350.1578 |  |  |  | 78
PPCL03 - Dysart | 5475.7838 | 5493.8052 | 5511.8267 | 5516.2171 | 5520.6076 | 5524.9981 | 5529.3885 | 5533.779 | 5538.4268 | 5543.0747 | 5547.7226 | 5552.3704 | 5557.0183 | 5558.9923 | 5560.9664 | 5562.9404 | 5564.9144 | 5566.8885 | 5568.8453 | 5570.8021 | 5572.7589 | 5574.7157 | 5576.6726 |  |  |  | 79
PPCL04 - Middlemount | 4136.9234 | 4134.3314 | 4131.7393 | 4130.6931 | 4129.6469 | 4128.6008 | 4127.5546 | 4126.5084 | 4124.7982 | 4123.088 | 4121.3778 | 4119.6676 | 4117.9574 | 4119.2193 | 4120.4813 | 4121.7432 | 4123.0052 | 4124.2671 | 4125.5274 | 4126.7876 | 4128.0478 | 4129.3081 | 4130.5683 |  |  |  | 80
PPCL05 - Glenden | 1197.1533 | 1198.5067 | 1199.8601 | 1201.8541 | 1203.8481 | 1205.8421 | 1207.8361 | 1209.8301 | 1213.462 | 1217.094 | 1220.7259 | 1224.3578 | 1227.9897 | 1232.251 | 1236.5122 | 1240.7735 | 1245.0347 | 1249.296 | 1253.5144 | 1257.7327 | 1261.9511 | 1266.1695 | 1270.3878 |  |  |  | 81
PPCL06 - Nebo | 1067.5181 | 1109.4476 | 1151.3771 | 1178.4462 | 1205.5152 | 1232.5842 | 1259.6532 | 1286.7222 | 1318.4897 | 1350.2572 | 1382.0247 | 1413.7923 | 1445.5598 | 1447.0123 | 1448.4648 | 1449.9173 | 1451.3698 | 1452.8223 | 1454.2024 | 1455.5824 | 1456.9624 | 1458.3425 | 1459.7225 |  |  |  | 82
PPCL07 - St. Lawrence | 324.05 | 324.1145 | 324.179 | 324.4899 | 324.8009 | 325.1119 | 325.4228 | 325.7338 | 325.9418 | 326.1499 | 326.3579 | 326.5659 | 326.774 | 335.8209 | 344.8678 | 353.9147 | 362.9616 | 372.0086 | 380.5416 | 389.0747 | 397.6078 | 406.1408 | 414.6739 |  |  |  | 83
PPCL08 - Remainder of LGA | 8980.5882 | 9250.4616 | 9520.3349 | 9594.4239 | 9668.5128 | 9742.6017 | 9816.6907 | 9890.7796 | 9978.4234 | 10066.0671 | 10153.7109 | 10241.3546 | 10328.9984 | 10360.1676 | 10391.3368 | 10422.506 | 10453.6752 | 10484.8445 | 10514.6225 | 10544.4005 | 10574.1786 | 10603.9566 | 10633.7346 |  |  |  | 84
85
86
Parks and Land for Community Facilities | Catchment Demand (Incremental Growth) | [25 empty] | 87
Catchment Name | 2024 | 2025 | 2026 | 2027 | 2028 | 2029 | 2030 | 2031 | 2032 | 2033 | 2034 | 2035 | 2036 | 2037 | 2038 | 2039 | 2040 | 2041 | 2042 | 2043 | 2044 | 2045 | 2046 | Total Demand (Ultimate) | NPV Future Demand (@ Ultimate) | NPV Future Demand (@Planning Horizon) | 88
PPCL01 - Clermont | 3216.2659 | 3.6481 | 3.6481 | 2.9239 | 2.9239 | 2.9239 | 2.9239 | 2.9239 | 2.3306 | 2.3306 | 2.3306 | 2.3306 | 2.3306 | 18.0174 | 18.0174 | 18.0174 | 18.0174 | 18.0174 | 17.4179 | 17.4179 | 17.4179 | 17.4179 | 17.4179 | 3427.0112 | 134.5653 | 86.2316 | 89
PPCL02 - Moranbah | 12104.0573 | 259.0455 | 259.0455 | 149.9445 | 149.9445 | 149.9445 | 149.9445 | 149.9445 | 174.4736 | 174.4736 | 174.4736 | 174.4736 | 174.4736 | 113.7284 | 113.7284 | 113.7284 | 113.7284 | 113.7284 | 107.4553 | 107.4553 | 107.4553 | 107.4553 | 107.4553 | 15350.1578 | 2457.3277 | 2159.1459 | 90
PPCL03 - Dysart | 5475.7838 | 18.0214 | 18.0214 | 4.3905 | 4.3905 | 4.3905 | 4.3905 | 4.3905 | 4.6479 | 4.6479 | 4.6479 | 4.6479 | 4.6479 | 1.974 | 1.974 | 1.974 | 1.974 | 1.974 | 1.9568 | 1.9568 | 1.9568 | 1.9568 | 1.9568 | 5576.6726 | 82.5454 | 77.1153 | 91
PPCL04 - Middlemount | 4136.9234 | -2.5921 | -2.5921 | -1.0462 | -1.0462 | -1.0462 | -1.0462 | -1.0462 | -1.7102 | -1.7102 | -1.7102 | -1.7102 | -1.7102 | 1.2619 | 1.2619 | 1.2619 | 1.2619 | 1.2619 | 1.2602 | 1.2602 | 1.2602 | 1.2602 | 1.2602 | 4130.5683 | -8.2961 | -11.7932 | 92
PPCL05 - Glenden | 1197.1533 | 1.3534 | 1.3534 | 1.994 | 1.994 | 1.994 | 1.994 | 1.994 | 3.6319 | 3.6319 | 3.6319 | 3.6319 | 3.6319 | 4.2613 | 4.2613 | 4.2613 | 4.2613 | 4.2613 | 4.2184 | 4.2184 | 4.2184 | 4.2184 | 4.2184 | 1270.3878 | 50.144 | 38.4382 | 93
PPCL06 - Nebo | 1067.5181 | 41.9295 | 41.9295 | 27.069 | 27.069 | 27.069 | 27.069 | 27.069 | 31.7675 | 31.7675 | 31.7675 | 31.7675 | 31.7675 | 1.4525 | 1.4525 | 1.4525 | 1.4525 | 1.4525 | 1.38 | 1.38 | 1.38 | 1.38 | 1.38 | 1459.7225 | 324.0168 | 320.1873 | 94
PPCL07 - St. Lawrence | 324.05 | 0.064499 | 0.064499 | 0.31096 | 0.31096 | 0.31096 | 0.31096 | 0.31096 | 0.20803 | 0.20803 | 0.20803 | 0.20803 | 0.20803 | 9.0469 | 9.0469 | 9.0469 | 9.0469 | 9.0469 | 8.5331 | 8.5331 | 8.5331 | 8.5331 | 8.5331 | 414.6739 | 55.0125 | 31.3338 | 95
PPCL08 - Remainder of LGA | 8980.5882 | 269.8734 | 269.8734 | 74.0889 | 74.0889 | 74.0889 | 74.0889 | 74.0889 | 87.6438 | 87.6438 | 87.6438 | 87.6438 | 87.6438 | 31.1692 | 31.1692 | 31.1692 | 31.1692 | 31.1692 | 29.778 | 29.778 | 29.778 | 29.778 | 29.778 | 10633.7346 | 1345.866 | 1263.2338 | 96
97
98
99
[27 empty] | Planning Horizon Lookup | Code
[27 empty] | 1 | D
[27 empty] | 2 | E
[27 empty] | 3 | F
[27 empty] | 4 | G
[27 empty] | 5 | H
[27 empty] | 6 | I
[27 empty] | 7 | J
[27 empty] | 8 | K
[27 empty] | 9 | L
[27 empty] | 10 | M
[27 empty] | 11 | N
[27 empty] | 12 | O
[27 empty] | 13 | P
[27 empty] | 14 | Q
[27 empty] | 15 | R
[27 empty] | 16 | S
[27 empty] | 17 | T
[27 empty] | 18 | U
[27 empty] | 19 | V
[27 empty] | 20 | W
[27 empty] | 21 | X
[27 empty] | 22 | Y
[27 empty] | 23 | Z
[27 empty] | 24 | AA
[27 empty] | 25 | AB
[27 empty] | 26 | AC
[27 empty] | 27 | AD
[27 empty] | 28 | AE
[27 empty] | 29 | AF
[27 empty] | 30 | AG
[27 empty] | 31 | AH
[27 empty] | 32 | AI
[27 empty] | 33 | AJ
[27 empty] | 34 | AK
[27 empty] | 35 | AL
[27 empty] | 36 | AM
[27 empty] | 37 | AN
[27 empty] | 38 | AO
[27 empty] | 39 | AP
[27 empty] | 40 | AQ
[27 empty] | 41 | AR
[27 empty] | 42 | AS
[27 empty] | 43 | AT
[27 empty] | 44 | AU
[27 empty] | 45 | AV
[27 empty] | 46 | AW
[27 empty] | 47 | AX
[27 empty] | 48 | AY
[27 empty] | 49 | AZ
[27 empty] | 50 | BA
[27 empty] | 51 | BB
[27 empty] | 52 | BC
[27 empty] | 53 | BD
[27 empty] | 54 | BE
[27 empty] | 55 | BF
[27 empty] | 56 | BG
[27 empty] | 57 | BH
[27 empty] | 58 | BI
[27 empty] | 59 | BJ
[27 empty] | 60 | BK
[27 empty] | 61 | BL
[27 empty] | 62 | BM
[27 empty] | 63 | BN
[27 empty] | 64 | BO
[27 empty] | 65 | BP
[27 empty] | 66 | BQ
[27 empty] | 67 | BR
[27 empty] | 68 | BS
[27 empty] | 69 | BT
[27 empty] | 70 | BU
[27 empty] | 71 | BV
[27 empty] | 72 | BW
[27 empty] | 73 | BX
[27 empty] | 74 | BY
[27 empty] | 75 | BZ
[27 empty] | 76 | CA
[27 empty] | 77 | CB
[27 empty] | 78 | CC
[27 empty] | 79 | CD
[27 empty] | 80 | CE
[27 empty] | 81 | CF
[27 empty] | 82 | CG
[27 empty] | 83 | CH
[27 empty] | 84 | CI
[27 empty] | 85 | CJ
[27 empty] | 86 | CK
[27 empty] | 87 | CL
[27 empty] | 88 | CM
[27 empty] | 89 | CN
[27 empty] | 90 | CN

## Summary Cost Schedule
Isaac Regional Council | [5 empty] | Return to Navigation
Local Government Infrastructure Plan
Charge Summary for Water Supply Network
Catchment Name | Demand (EP) |  |  | Cost of Trunk Infrastructure |  |  | Cost per Unit Demand (EP)
| Existing (A) | NPV Future (B) | TOTAL (A)+ (B) | Existing (C) | NPV Future (D) | TOTAL (C)+ (D)
WS01 - Clermont | 5948.2537 | 157.1951 | 6105.4489 | 24782883.239 | 881704.5632 | 25664587.8022 | 4203.5546
WS02 - Moranbah | 13597.9563 | 2552.8975 | 16150.8537 | 65682791.8541 | 5620792.0612 | 71303583.9153 | 4414.8492
WS03 - Dysart | 7024.4571 | 143.619 | 7168.0761 | 27142203.0788 | 951326.3847 | 28093529.4635 | 3919.2566
WS04 - Middlemount | 4733.4301 | 70.5813 | 4804.0114 | 24279755.1031 | 0 | 24279755.1031 | 5054.0586
WS05 - Glenden | 1631.9988 | 90.8599 | 1722.8586 | 17012234.6145 | 0 | 17012234.6145 | 9874.4228
WS06 - Nebo | 1078.6323 | 320.2386 | 1398.8709 | 10894985.8052 | 0 | 10894985.8052 | 7788.4142
WS07 - Carmila | 156.6922 | 2.9576 | 159.6498 | 1125230.0791 | 0 | 1125230.0791 | 7048.1128
WS08 - St Lawrence | 308.6409 | 7.1734 | 315.8143 | 2660343.6119 | 0 | 2660343.6119 | 8423.7582
| 34014.7282 | 3335.3914 | 37350.1196 | 173580427.3858 | 7453823.0091 | 181034250.3949
Charge Summary for Sewerage Network
Catchment Name | Demand (EP) |  |  | Cost of Trunk Infrastructure |  |  | Cost per Unit Demand (EP)
| Existing (A) | NPV Future (B) | TOTAL (A)+ (B) | Existing (C) | NPV Future (D) | TOTAL (C)+ (D)
S01 - Clermont | 5700.297 | 150.0972 | 5850.3942 | 21420754.3309 | 445751.5239 | 21866505.8548 | 3737.6124
S02 - Moranbah | 13597.9563 | 2552.8975 | 16150.8537 | 51505398.7097 | 1685451.9374 | 53190850.6471 | 3293.377
S03 - Dysart | 7024.4571 | 143.619 | 7168.0761 | 23964778.9579 | 951326.3847 | 24916105.3426 | 3475.9823
S04 - Middlemount | 4733.4301 | 70.5813 | 4804.0114 | 20501423.5067 | 1189157.9809 | 21690581.4876 | 4515.0979
S05 - Glenden | 1631.9988 | 90.8599 | 1722.8586 | 10979842.9199 | 916413.3209 | 11896256.2408 | 6904.952
S06 - Nebo | 1078.6323 | 320.2386 | 1398.8709 | 9073173.3343 | 1648253.6008 | 10721426.9351 | 7664.3435
| 33766.7715 | 3328.2935 | 37095.0649 | 137445371.7594 | 6836354.7486 | 144281726.508
Charge Summary for Transport Network
Catchment Name | Demand (Trips) |  |  | Cost of Trunk Infrastructure |  |  | Cost per Unit Demand (Trips)
| Existing (A) | NPV Future (B) | TOTAL (A)+ (B) | Existing (C) | NPV Future (D) | TOTAL (C)+ (D)
TR01 - Clermont | 16368.1069 | 741.3846 | 17109.4915 | 33574573.5588 | 9667160.449 | 43241734.0079 | 2527.3535
TR02 - Moranbah | 51486.0036 | 10226.4344 | 61712.438 | 78816396.638 | 20201262.6048 | 99017659.2429 | 1604.5009
TR03 - Dysart | 24265.8861 | 858.4509 | 25124.337 | 54774593.6015 | 0 | 54774593.6015 | 2180.1409
TR04 - Middlemount | 17277.5366 | 433.7198 | 17711.2564 | 48931859.8448 | 0 | 48931859.8448 | 2762.7549
TR05 - Glenden | 6226.0492 | 381.1894 | 6607.2386 | 45294647.194 | 0 | 45294647.194 | 6855.3067
TR06 - Nebo | 3939.181 | 1246.965 | 5186.146 | 23855299.0513 | 823754.7036 | 24679053.7549 | 4758.65
TR07 - St. Lawrence | 1338.4427 | 132.1653 | 1470.608 | 4495260.782 | 0 | 4495260.782 | 3056.7362
TR08 - Remainder of LGA | 76967.7469 | 12095.4843 | 89063.2312 | 276623506.9279 | 4776752.0847 | 281400259.0125 | 3159.5559
| 197868.953 | 26115.7938 | 223984.7468 | 566366137.5984 | 35468929.8421 | 601835067.4405
Charge Summary for Parks and Land for Community Facilities Network
Catchment Name | Demand (Persons) |  |  | Cost of Trunk Infrastructure |  |  | Cost per Unit Demand (Persons)
| Existing (A) | NPV Future (B) | TOTAL (A)+ (B) | Existing (C) | NPV Future (D) | TOTAL (C)+ (D)
PPCL01 - Clermont | 3216.2659 | 86.2316 | 3302.4975 | 6479800.8929 | 136984.119 | 6616785.0119 | 2003.57
PPCL02 - Moranbah | 12104.0573 | 2159.1459 | 14263.2032 | 32266514.1867 | 0 | 32266514.1867 | 2262.2207
PPCL03 - Dysart | 5475.7838 | 77.1153 | 5552.8991 | 13239680.3972 | 0 | 13239680.3972 | 2384.2825
PPCL04 - Middlemount | 4136.9234 | -11.7932 | 4125.1302 | 11198427.7183 | 0 | 11198427.7183 | 2714.6847
PPCL05 - Glenden | 1197.1533 | 38.4382 | 1235.5915 | 2123166.2965 | 0 | 2123166.2965 | 1718.34
PPCL06 - Nebo | 1067.5181 | 320.1873 | 1387.7054 | 5717608.6388 | 0 | 5717608.6388 | 4120.1892
PPCL07 - St. Lawrence | 324.05 | 31.3338 | 355.3838 | 1252166.5569 | 0 | 1252166.5569 | 3523.4206
PPCL08 - Remainder of LGA | 8980.5882 | 1263.2338 | 10243.822 | 23506845.222 | 390790.8212 | 23897636.0432 | 2332.8828
| 36502.3399 | 3963.8927 | 40466.2327 | 95784209.9092 | 527774.9402 | 96311984.8494

## Unit Rates
Isaac Regional Council |  |  | Return to Navigation
Local Government Infrastructure Plan
Schedule of Works Unit Rates
Water Supply Network |  |  |  | Sewerage Network |  |  |  | Transport Network |  |  |  | Parks and Land for Community Facilities Network
Scheduled Rate Cost - Works | Code | $CRC (2024) | Comments/Source | Scheduled Rate Cost - Works | Code | $CRC (2024) | Comments/Source | Scheduled Rate Cost - Works | Code | $CRC (2024) | Comments/Source | Scheduled Rate Cost - Works | Code | $CRC (2024) | Comments/Source
100mm Unknown Water Main | WM100 | 185.7163 |  | 0mm Unknown Effluent Main | EM0 | 309.2482 |  | Urban Sub Arterial | USA | 5180.405 | per lineal metre | Land Inside PIA - Moranbah | MBH | 49.81
150mm Unknown Water Main | WM150 | 223.8044 |  | 80mm Unknown Effluent Main | EM80 | 318.322 |  | Urban Major Collector | UMC | 4036.2416 | per lineal metre | Land Inside PIA - All other areas | TOWN | 31.13
160mm Unknown Water Main | WM160 | 223.8044 |  | 100mm uPVC Effluent Main | EMuPVC100 | 304.468 |  | Rural Arterial | RA | 1269.4957 | per lineal metre | Land Outside PIA | RURAL | 12.45
200mm Unknown Water Main | WM200 | 336.6376 |  | 110mm OD Effluent Main | EMOD110 | 304.468 |  | Rural Sub Arterial | RSA | 1057.9131 | per lineal metre
225mm Unknown Water Main | WM225 | 430.4198 |  | 125mm HDPE Effluent Main | EMHDPE125 | 304.468 |  | Rural Major Collector | RMC | 846.3305 | per lineal metre
250mm Unknown Water Main | WM250 | 562.2902 |  | 150mm PVC Effluent Main | EMPVC150 | 304.468 |  | Medium Roundabout | MR | 649988.5377 | each
300mm Unknown Water Main | WM300 | 692.7015 |  | 150mm PVC Effluent Main | EMPVC150 | 304.468 |  | Small Roundabout | SR | 283384.5931 | each
375mm Unknown Water Main | WM375 | 900.7759 |  | 150mm uPVC Effluent Main | EMuPVC150 | 304.468 |  | Definition Works | DW | 53708.2932 | each
450mm Unknown Water Main | WM450 | 1163.0715 |  | 150mm Unknown Effluent Main | EM150 | 309.2482 |  | Safety Works | SW | 15936.6469 | each
50mm Unknown Water Main | WM50 | 185.7163 | As per 100mm unit rate (Uknown) | 150mm AC Effluent Main | EMAC150 | 424.485 |  | Channelised T-Intersection | CT | 883314.3009 | each
525mm Unknown Water Main | WM525 | 1407.775 |  | 200mm AC Effluent Main | EMAC200 | 309.2482 |  | Channelised 4- Way Intersection | C4 | 1104143.213 | each
600mm Unknown Water Main | WM600 | 1631.9685 |  | 200mm CI Effluent Main | EMCI200 | 309.2482 |  | Signalised T Intersection | ST | 1084476.8109 | each
750mm Unknown Water Main | WM750 | 1985.1024 | No rate available - Nominal assumed rate | 200mm HDPE Effluent Main | EMHDPE200 | 309.2482 |  | Signalised 4-Way Intersection | S4 | 1305305.723 | each
150mm AC/FRC Water Main | WMAC/FRC150 | 223.8044 | As per AC unit rate | 200mm Unknown Effluent Main | EM200 | 309.2482 |  | Bridge Deck Construction | B | 7948.849 | per m²
200mm AC/FRC Water Main | WMAC/FRC200 | 336.6376 | As per AC unit rate | 200mm uPVC Effluent Main | EMuPVC200 | 309.2482 |  | Off Road Pathway | PW | 309.3717 | per m
250mm AC/FRC Water Main | WMAC/FRC250 | 562.2902 | As per AC unit rate | 225mm Unknown Effluent Main | EM225 | 383.1036 |  | Floodway | FW | 175000 | each
300mm AC/FRC Water Main | WMAC/FRC300 | 692.7015 | As per AC unit rate | 300mm Unknown Effluent Main | EM300 | 560.0372
375mm AC/FRC Water Main | WMAC/FRC375 | 900.7759 | As per AC unit rate | 300mm DICL Effluent Main | EMDICL300 | 761.4272
450mm AC/FRC Water Main | WMAC/FRC450 | 1163.0715 | As per AC unit rate | 300mm HDPE Effluent Main | EMHDPE300 | 761.4272
525mm AC/FRC Water Main | WMAC/FRC525 | 1407.775 | As per AC unit rate | 300mm Other Effluent Main | EMOther300 | 761.4272
100mm AC Water Main | WMAC100 | 185.7163 |  | 300mm uPVC Effluent Main | EMuPVC300 | 761.4272
150mm AC Water Main | WMAC150 | 223.8044 |  | 375mm Unknown Effluent Main | EM375 | 560.0372
200mm AC Water Main | WMAC200 | 336.6376 |  | 0mm AC Gravity Main | GMAC0 | 424.485
225mm AC Water Main | WMAC225 | 430.7394 |  | 0mm Unknown Gravity Main | GM0 | 424.485
250mm AC Water Main | WMAC250 | 562.2902 |  | 0mm uPVC Gravity Main | GMuPVC0 | 424.485
300mm AC Water Main | WMAC300 | 692.7015 |  | 100mm AC Gravity Main | GMAC100 | 304.468
375mm AC Water Main | WMAC375 | 900.7759 | Assumed (as per 'unknown' unit rate) | 100mm uPVC Gravity Main | GMuPVC100 | 304.468
450mm AC Water Main | WMAC450 | 1163.0715 | Assumed (as per 'unknown' unit rate) | 100mm Unknown Gravity Main | GM100 | 318.322
525mm AC Water Main | WMAC525 | 1407.775 | Assumed (as per 'unknown' unit rate) | 150mm ULTR Gravity Main | GMULTR150 | 318.322
750mm AC Water Main | WMAC750 | 1985.1024 | No rate available - Nominal assumed rate | 150mm AC Gravity Main | GMAC150 | 424.485
100mm B/PVC Water Main | WMB/PVC100 | 185.7163 |  | 150mm FRC Gravity Main | GMFRC150 | 424.485
100mm CICL Water Main | WMCICL100 | 185.7163 |  | 150mm PVC Gravity Main | GMPVC150 | 424.485
250mm CIUL Water Main | WMCIUL250 | 616.5113 |  | 150mm RC Gravity Main | GMRC150 | 424.485
150mm Ductile Iron Water Main | WMDI150 | 223.8044 | Assumed (as per 'unknown' unit rate) | 150mm Unknown Gravity Main | GM150 | 424.485
200mm Ductile Iron Water Main | WMDI200 | 336.6376 | Assumed (as per 'unknown' unit rate) | 150mm uPVC Gravity Main | GMuPVC150 | 424.485
225mm Ductile Iron Water Main | WMDI225 | 430.4198 | Assumed (as per 'unknown' unit rate) | 150mm VC Gravity Main | GMVC150 | 424.485
300mm Ductile Iron Water Main | WMDI300 | 761.5686 |  | 152mm Unknown Gravity Main | GM152 | 424.485
375mm Ductile Iron Water Main | WMDI375 | 988.6941 |  | 152mm VC Gravity Main | GMVC152 | 424.485
450mm Ductile Iron Water Main | WMDI450 | 1163.0715 | Assumed (as per 'unknown' unit rate) | 200mm AC Gravity Main | GMAC200 | 309.2482
525mm Ductile Iron Water Main | WMDI525 | 1407.775 | Assumed (as per 'unknown' unit rate) | 200mm VC Gravity Main | GMVC200 | 309.2482
150mm HDPE Water Main | WMHDPE150 | 223.8044 | Assumed (as per 'unknown' unit rate) | 225mm IPLEX Gravity Main | GMIPLEX225 | 424.485
300mm HDPE Water Main | WMHDPE300 | 101.7166 |  | 225mm AC Gravity Main | GMAC225 | 626.0278
160mm MDPE Water Main | WMMDPE160 | 223.8044 |  | 225mm ACPI Gravity Main | GMACPI225 | 626.0278
100mm mPVC Water Main | WMmPVC100 | 185.7163 |  | 225mm FRC Gravity Main | GMFRC225 | 626.0278
150mm mPVC Water Main | WMmPVC150 | 223.8044 |  | 225mm PVC Gravity Main | GMPVC225 | 626.0278
200mm MPVC Water Main | WMMPVC200 | 336.6376 |  | 225mm RC Gravity Main | GMRC225 | 626.0278
250mm MPVC Water Main | WMMPVC250 | 562.2902 |  | 225mm Unknown Gravity Main | GM225 | 626.0278
300mm mPVC Water Main | WMmPVC300 | 693.3546 |  | 225mm uPVC Gravity Main | GMuPVC225 | 626.0278
375mm MPVC Water Main | WMMPVC375 | 900.7759 |  | 225mm VC Gravity Main | GMVC225 | 626.0278
100mm PE Water Main | WMPE100 | 185.7163 |  | 228mm AC Gravity Main | GMAC228 | 626.0278
125mm PE Water Main | WMPE125 | 185.7163 | As per 100mm unit rate (PE) | 229mm RC Gravity Main | GMRC229 | 626.0278
100mm Poly Water Main | WMPoly100 | 185.7163 |  | 229mm Unknown Gravity Main | GM229 | 626.0278
150mm Poly Water Main | WMPoly150 | 223.8044 |  | 229mm VC Gravity Main | GMVC229 | 626.0278
100mm PVC Water Main | WMPVC100 | 185.7163 |  | 300mm AC Gravity Main | GMAC300 | 761.4272
150mm PVC Water Main | WMPVC150 | 223.8044 |  | 300mm uPVC Gravity Main | GMuPVC300 | 761.4272
200mm PVC Water Main | WMPVC200 | 336.6376 | Assumed (as per 'unknown' unit rate) | 300mm RC Gravity Main | GMRC300 | 761.4272
300mm PVC Water Main | WMPVC300 | 692.7015 | Assumed (as per 'unknown' unit rate) | 300mm Unknown Gravity Main | GM300 | 761.4272
375mm PVC Water Main | WMPVC375 | 900.7759 | Assumed (as per 'unknown' unit rate) | 300mm uPVC Gravity Main | GMuPVC300 | 761.4272
100mm PVC-O Water Main | WMPVC-O100 | 185.7163 |  | 305mm RC Gravity Main | GMRC305 | 761.4272
150mm PVC-O Water Main | WMPVC-O150 | 223.8044 |  | 305mm Unknown Gravity Main | GM305 | 761.4272
225mm PVC-O Water Main | WMPVC-O225 | 430.4198 |  | 375mm AC Gravity Main | GMAC375 | 906.0533
300mm PVC-O Water Main | WMPVC-O300 | 692.7015 |  | 375mm AC Gravity Main | GMAC375 | 906.0533
100mm uPVC Water Main | WMuPVC100 | 185.7163 |  | 375mm Polyprop Gravity Main | GMPolyprop375 | 906.0533
150mm uPVC Water Main | WMuPVC150 | 223.8044 |  | 375mm Unknown Gravity Main | GM375 | 906.0533
200mm uPVC Water Main | WMuPVC200 | 336.6376 |  | 375mm uPVC Gravity Main | GMuPVC375 | 906.0533
225mm uPVC Water Main | WMuPVC225 | 430.4198 | Assumed (as per 'unknown' unit rate) | 425mm AC Gravity Main | GMAC425 | 1049.137
250mm uPVC Water Main | WMuPVC250 | 562.2902 |  | 450mm AC Gravity Main | GMAC450 | 1049.137
300mm uPVC Water Main | WMuPVC300 | 692.7015 |  | 450mm Poly Gravity Main | GMPoly450 | 1049.137
316mm uPVC Water Main | WMuPVC316 | 692.7015 |  | 450mm Unknown Gravity Main | GM450 | 1049.137
375mm uPVC Water Main | WMuPVC375 | 900.7759 | Assumed (as per 'unknown' unit rate) | 460mm AC Gravity Main | GMAC460 | 1049.137
450mm uPVC Water Main | WMuPVC450 | 1163.0715 | Assumed (as per 'unknown' unit rate) | 500mm DICACL Gravity Main | GMDICACL500 | 1329.1487
525mm uPVC Water Main | WMuPVC525 | 1407.775 | Assumed (as per 'unknown' unit rate) | 525mm Poly Gravity Main | GMPoly525 | 1049.137
200mm VC Water Main | WMVC200 | 336.6376 |  | 525mm Unknown Gravity Main | GM525 | 1049.137
150mm VI Water Main | WMVI150 | 223.8044 |  | 600mm AC Gravity Main | GMAC600 | 1329.1487
|  |  |  | 600mm DICL Gravity Main | GMDICL600 | 1329.1487
|  |  |  | 600mm Poly Gravity Main | GMPoly600 | 1329.1487
|  |  |  | 0mm Unknown Rising Main | RM0 | 236.9351
|  |  |  | 50mm Poly Rising Main | RMPoly50 | 190.7876
|  |  |  | 50mm Unknown Rising Main | RM50 | 190.7876
|  |  |  | 80mm DICL Rising Main | RMDICL80 | 190.7876
|  |  |  | 100mm AC Rising Main | RMAC100 | 190.7876
|  |  |  | 100mm PVC Rising Main | RMPVC100 | 190.7876
|  |  |  | 100mm RC Rising Main | RMRC100 | 190.7876
|  |  |  | 100mm Unknown Rising Main | RM100 | 190.7876
|  |  |  | 100mm uPVC Rising Main | RMuPVC100 | 190.7876
|  |  |  | 100mm uPVC Rising Main | RMuPVC100 | 190.7876
|  |  |  | 150mm AC Rising Main | RMAC150 | 236.9351
|  |  |  | 150mm PVC Rising Main | RMPVC150 | 236.9351
|  |  |  | 150mm PVC Rising Main | RMPVC150 | 236.9351
|  |  |  | 150mm Unknown Rising Main | RM150 | 236.9351
|  |  |  | 150mm uPVC Rising Main | RMuPVC150 | 236.9351
|  |  |  | 180mm PE Rising Main | RMPE180 | 310.7906
|  |  |  | 200mm DICL Rising Main | RMDICL200 | 307.7057
|  |  |  | 200mm AC Rising Main | RMAC200 | 309.2482
|  |  |  | 200mm AC Rising Main | RMAC200 | 309.2482
|  |  |  | 200mm PVC Rising Main | RMPVC200 | 309.2482
|  |  |  | 200mm RC Rising Main | RMRC200 | 309.2482
|  |  |  | 200mm Unknown Rising Main | RM200 | 309.2482
|  |  |  | 200mm uPVC Rising Main | RMuPVC200 | 309.2482
|  |  |  | 225mm AC Rising Main | RMAC225 | 383.1036
|  |  |  | 225mm Unknown Rising Main | RM225 | 383.1036
|  |  |  | 225mm uPVC Rising Main | RMuPVC225 | 383.1036
|  |  |  | 250mm PE Rising Main | RMPE250 | 310.7906
|  |  |  | 250mm AC Rising Main | RMAC250 | 466.1859
|  |  |  | 250mm DICL Rising Main | RMDICL250 | 466.1859
|  |  |  | 250mm MPVC Rising Main | RMMPVC250 | 466.1859
|  |  |  | 250mm Other Rising Main | RMOther250 | 466.1859
|  |  |  | 250mm DICL Rising Main | RMDICL250 | 466.1859
|  |  |  | 250mm PVC Rising Main | RMPVC250 | 466.1859
|  |  |  | 250mm Unknown Rising Main | RM250 | 466.1859
|  |  |  | 250mm uPVC Rising Main | RMuPVC250 | 466.1859
|  |  |  | 300mm Unknown Rising Main | RM300 | 560.0372
|  |  |  | 300mm uPVC Rising Main | RMuPVC300 | 560.0372
|  |  |  | 315mm HDPE Rising Main | RMHDPE315 | 310.7906
|  |  |  | 315mm PE Rising Main | RMPE315 | 310.7906
|  |  |  | 375mm Unknown Rising Main | RM375 | 560.0372

## Water Supply - Existing
Isaac Regional Council |  |  |  |  | Return to Navigation
Local Government Infrastructure Plan
Existing Water Supply Network
Asset Description Data | [9 empty] | Land Cost Valuation |  | Base Cost Valuation |  |  |  | Base Estimate Valuation |  | Total Asset Valuation |  | Catchment Asset Allocation | [7 empty] | Asset Usage | [8 empty] | Cost Allocation
LGIP ID | IRC Asset# | Asset Type | Description | Material | Diameter (mm) | Land Unit Rate Code | Works Unit Rate Code | Qty Land (m²) | Qty Works Active (ea) Passive (m) | Land Unit Cost | Land Value | Asset Unit Cost | Raw Asset Cost | Cost or Asset Multiplier | Base Cost | On-Cost Allowance (%) | Base Estimate | Grants / Subsidies (Percentage of Works Base Estimate ) | Total Asset Cost | WS01 - Clermont | WS02 - Moranbah | WS03 - Dysart | WS04 - Middlemount | WS05 - Glenden | WS06 - Nebo | WS07 - Carmila | WS08 - St Lawrence | WS01 - Clermont | WS02 - Moranbah | WS03 - Dysart | WS04 - Middlemount | WS05 - Glenden | WS06 - Nebo | WS07 - Carmila | WS08 - St Lawrence | TOTAL | WS01 - Clermont | WS02 - Moranbah | WS03 - Dysart | WS04 - Middlemount | WS05 - Glenden | WS06 - Nebo | WS07 - Carmila | WS08 - St Lawrence | TOTAL
[28 empty] | 6105.4489 | 16150.8537 | 7168.0761 | 4804.0114 | 1722.8586 | 1398.8709 | 159.6498 | 315.8143 | 37825.5837
[36 empty] | 0 | [8 empty] | 0
Active Assets | [35 empty] | 0 | [8 empty] | 0
WSE001 | C0055705 | Bore | Nebo Bore Field #04 | [5 empty] | 1 |  | 0 |  | 467540.8718 | 1 | 467540.8718 | 13% | 528321.1851 |  | 528321.1851 | [5 empty] | Y | [7 empty] | 1398.8709 |  |  | 1398.8709 | [5 empty] | 528321.1851 |  |  | 528321.1851
WSE002 | C0055680 | Bore | Nebo Bore Field #03 | [5 empty] | 1 |  | 0 |  | 478803.7844 | 1 | 478803.7844 | 13% | 541048.2764 |  | 541048.2764 | [5 empty] | Y | [7 empty] | 1398.8709 |  |  | 1398.8709 | [5 empty] | 541048.2764 |  |  | 541048.2764
WSE003 | C0055652 | Bore | Nebo Bore Field #02 | [5 empty] | 1 |  | 0 |  | 415467.6596 | 1 | 415467.6596 | 13% | 469478.4553 |  | 469478.4553 | [5 empty] | Y | [7 empty] | 1398.8709 |  |  | 1398.8709 | [5 empty] | 469478.4553 |  |  | 469478.4553
WSE006 | C0055729 | Bore | Nebo Bore Field #05 | [5 empty] | 1 |  | 0 |  | 180537.9679 | 1 | 180537.9679 | 13% | 204007.9037 |  | 204007.9037 | [5 empty] | Y | [7 empty] | 1398.8709 |  |  | 1398.8709 | [5 empty] | 204007.9037 |  |  | 204007.9037
WSE008 | C0048614 | Reservoir | Nebo Reservoir | [5 empty] | 1 |  | 0 |  | 1494724.4737 | 1 | 1494724.4737 | 13% | 1689038.6553 |  | 1689038.6553 | [5 empty] | Y | [7 empty] | 1398.8709 |  |  | 1398.8709 | [5 empty] | 1689038.6553 |  |  | 1689038.6553
WSE009 | C0051943, C0055788 | Reservoir | Clermont Reservoir | [5 empty] | 1 |  | 0 |  | 4154712.6127 | 1 | 4154712.6127 | 13% | 4694825.2523 |  | 4694825.2523 | Y | [7 empty] | 6105.4489 | [7 empty] | 6105.4489 | 4694825.2523 | [7 empty] | 4694825.2523
WSE010 | C0048557 | Reservoir | Dysart Reservoir | [5 empty] | 1 |  | 0 |  | 2846600.8565 | 1 | 2846600.8565 | 13% | 3216658.9678 |  | 3216658.9678 |  |  | Y | [7 empty] | 7168.0761 | [5 empty] | 7168.0761 |  |  | 3216658.9678 | [5 empty] | 3216658.9678
WSE011 | C0056366 | Reservoir | Middlemount Reservoir | [5 empty] | 1 |  | 0 |  | 3374452.0208 | 1 | 3374452.0208 | 13% | 3813130.7835 |  | 3813130.7835 |  |  |  | Y | [7 empty] | 4804.0114 |  |  |  |  | 4804.0114 |  |  |  | 3813130.7835 |  |  |  |  | 3813130.7835
WSE012 | C0048557 | Reservoir | Dysart Reservoir | [5 empty] | 1 |  | 0 |  | 1986205.0039 | 1 | 1986205.0039 | 13% | 2244411.6544 |  | 2244411.6544 |  |  | Y | [7 empty] | 7168.0761 | [5 empty] | 7168.0761 |  |  | 2244411.6544 | [5 empty] | 2244411.6544
WSE014 | #N/A | Reservoir | Moranbah Elevated Reservoir | [5 empty] | 1 |  | 0 |  | 5697371.8373 | 1 | 5697371.8373 | 13% | 6438030.1762 |  | 6438030.1762 |  | Y | [7 empty] | 16150.8537 | [6 empty] | 16150.8537 |  | 6438030.1762 | [6 empty] | 6438030.1762
WSE015 | C0047841 | Water Treatment Plant | Clermont WTP | [5 empty] | 1 |  | 0 |  | 22133312.2051 | 1 | 22133312.2051 | 13% | 25010642.7917 | 45% | 13755853.5354 | Y | [7 empty] | 6105.4489 | [7 empty] | 6105.4489 | 13755853.5354 | [7 empty] | 13755853.5354
WSE016 | C0046658 | Water Treatment Plant | Moranbah WTP | [5 empty] | 1 |  | 0 |  | 34137729.6946 | 1 | 34137729.6946 | 13% | 38575634.5549 |  | 38575634.5549 |  | Y | [7 empty] | 16150.8537 | [6 empty] | 16150.8537 |  | 38575634.5549 | [6 empty] | 38575634.5549
WSE017 | C0047843 | Water Treatment Plant | Dysart WTP | [5 empty] | 1 |  | 0 |  | 19168433.6871 | 1 | 19168433.6871 | 13% | 21660330.0664 | 45% | 11913181.5365 |  |  | Y | [7 empty] | 7168.0761 | [5 empty] | 7168.0761 |  |  | 11913181.5365 | [5 empty] | 11913181.5365
WSE018 | C0047845 | Water Treatment Plant | Glenden WTP | [5 empty] | 1 |  | 0 |  | 12274490.7129 | 1 | 12274490.7129 | 13% | 13870174.5056 |  | 13870174.5056 |  |  |  |  | Y | [7 empty] | 1722.8586 |  |  |  | 1722.8586 |  |  |  |  | 13870174.5056 |  |  |  | 13870174.5056
WSE021 | C0047847 | Water Treatment Plant | Middlemount WTP | [5 empty] | 1 |  | 0 |  | 11525410.2691 | 1 | 11525410.2691 | 13% | 13023713.6041 |  | 13023713.6041 |  |  |  | Y | [7 empty] | 4804.0114 |  |  |  |  | 4804.0114 |  |  |  | 13023713.6041 |  |  |  |  | 13023713.6041
WSE022 | C0010581 | Reservoir (Dam) | Theresa Creek Dam | [5 empty] | 1 |  | 0 |  | 48625176.92 | 1 | 48625176.92 | 13% | 54946449.9196 | 100% | 0 | Y | [7 empty] | 6105.4489 | [7 empty] | 6105.4489 | 0 | [7 empty] | 0
WSE023 | #N/A | Reservoir | Moranbah 15ML Reservoir | [5 empty] | 1 |  | 0 |  | 3949130.8037 | 1 | 3949130.8037 | 13% | 4462517.8082 | 50% | 2231258.9041 |  | Y | [7 empty] | 16150.8537 | [6 empty] | 16150.8537 |  | 2231258.9041 | [6 empty] | 2231258.9041
WSE024 | C0055773 | Bore | Nebo Bore Field #06 | [5 empty] | 1 |  | 0 |  | 333482.8406 | 1 | 333482.8406 | 13% | 376835.6099 | 50% | 188417.805 | [5 empty] | Y | [7 empty] | 1398.8709 |  |  | 1398.8709 | [5 empty] | 188417.805 |  |  | 188417.805
WSE025 | C0053108 | Bore | Nebo Bore Field #07 | [5 empty] | 1 |  | 0 |  | 2322472.174 | 1 | 2322472.174 | 13% | 2624393.5566 | 50% | 1312196.7783 | [5 empty] | Y | [7 empty] | 1398.8709 |  |  | 1398.8709 | [5 empty] | 1312196.7783 |  |  | 1312196.7783
WSE026 | C0047839 | Water Treatment Plant | Carmila WTP | [5 empty] | 1 |  | 0 |  | 1463939.3292 | 1 | 1463939.3292 | 13% | 1654251.442 | 50% | 827125.721 | [6 empty] | Y | [7 empty] | 159.6498 |  | 159.6498 | [6 empty] | 827125.721 |  | 827125.721
WSE027 | C0051910 | Bore | Carmila Bore | [5 empty] | 1 |  | 0 |  | 115731.579 | 1 | 115731.579 | 13% | 130776.6842 | 50% | 65388.3421 | [6 empty] | Y | [7 empty] | 159.6498 |  | 159.6498 | [6 empty] | 65388.3421 |  | 65388.3421
WSE028 | C0008962 | Reservoir | Carmila Reservoir | [5 empty] | 1 |  | 0 |  | 411886.754 | 1 | 411886.754 | 13% | 465432.032 | 50% | 232716.016 | [6 empty] | Y | [7 empty] | 159.6498 |  | 159.6498 | [6 empty] | 232716.016 |  | 232716.016
WSE029 | C0047851 | Water Treatment Plant | St Lawrence WTP | [5 empty] | 1 |  | 0 |  | 1174626.7004 | 1 | 1174626.7004 | 13% | 1327328.1715 | 50% | 663664.0857 | [7 empty] | Y | [7 empty] | 315.8143 | 315.8143 | [7 empty] | 663664.0857 | 663664.0857
WSE030 | C0053929 | Weir | St Lawrence Weir | [5 empty] | 1 |  | 0 |  | 2541074.63 | 1 | 2541074.63 | 13% | 2871414.3319 | 50% | 1435707.1659 | [7 empty] | Y | [7 empty] | 315.8143 | 315.8143 | [7 empty] | 1435707.1659 | 1435707.1659
WSE031 | C0018187 | Reservoir | St Lawrence Reservoir | [5 empty] | 1 |  | 0 |  | 489034.9755 | 1 | 489034.9755 | 13% | 552609.5223 | 50% | 276304.7612 | [7 empty] | Y | [7 empty] | 315.8143 | 315.8143 | [7 empty] | 276304.7612 | 276304.7612
WSE032 | C0047849 | Water Treatment Plant | Nebo WTP | [5 empty] | 1 |  | 0 |  | 7058194.5118 | 1 | 7058194.5118 | 13% | 7975759.7984 | 50% | 3987879.8992 | [5 empty] | Y | [7 empty] | 1398.8709 |  |  | 1398.8709 | [5 empty] | 3987879.8992 |  |  | 3987879.8992
WSE033 | C0053929 | Water Treatment Plant | St Lawrence Bore | [5 empty] | 1 |  | 0 |  | 503836.4586 | 1 | 503836.4586 | 13% | 569335.1982 | 50% | 284667.5991 | [7 empty] | Y | [7 empty] | 315.8143 | 315.8143 | [7 empty] | 284667.5991 | 284667.5991
[36 empty] | 0 | [8 empty] | 0
Passive Assets | [35 empty] | 0 | [8 empty] | 0
MBHWM001 | #N/A | Water Main |  | UPVC | 200 |  | WMuPVC200 |  | 14.0405 |  | 0 | 336.6376 | 4726.5607 | 1 | 4726.5607 | 13% | 5341.0135 |  | 5341.0135 |  | Y | [7 empty] | 16150.8537 | [6 empty] | 16150.8537 |  | 5341.0135 | [6 empty] | 5341.0135
MBHWM002 | C0013354 | Water Main |  | AC/FRC | 200 |  | WMAC200 |  | 60.5802 |  | 0 | 336.6376 | 20393.575 | 1 | 20393.575 | 13% | 23044.7397 |  | 23044.7397 |  | Y | [7 empty] | 16150.8537 | [6 empty] | 16150.8537 |  | 23044.7397 | [6 empty] | 23044.7397
MBHWM003 | #N/A | Water Main |  | UPVC | 200 |  | WMUPVC200 |  | 23.4335 |  | 0 | 336.6376 | 7888.5979 | 1 | 7888.5979 | 13% | 8914.1156 |  | 8914.1156 |  | Y | [7 empty] | 16150.8537 | [6 empty] | 16150.8537 |  | 8914.1156 | [6 empty] | 8914.1156
MBHWM005 | #N/A | Water Main |  | AC/FRC | 250 |  | WMAC250 |  | 51.7883 |  | 0 | 562.2902 | 29120.0521 | 1 | 29120.0521 | 13% | 32905.6589 |  | 32905.6589 |  | Y | [7 empty] | 16150.8537 | [6 empty] | 16150.8537 |  | 32905.6589 | [6 empty] | 32905.6589
MBHWM006 | C0013204 | Water Main |  | AC/FRC | 375 |  | WMAC375 |  | 81.2743 |  | 0 | 900.7759 | 73209.9335 | 1 | 73209.9335 | 13% | 82727.2248 |  | 82727.2248 |  | Y | [7 empty] | 16150.8537 | [6 empty] | 16150.8537 |  | 82727.2248 | [6 empty] | 82727.2248
MBHWM007 | #N/A | Water Main |  | UPVC | 250 |  | WMUPVC250 |  | 15.8378 |  | 0 | 562.2902 | 8905.4393 | 1 | 8905.4393 | 13% | 10063.1464 |  | 10063.1464 |  | Y | [7 empty] | 16150.8537 | [6 empty] | 16150.8537 |  | 10063.1464 | [6 empty] | 10063.1464
MBHWM008 | C0016048 | Water Main |  | UPVC | 300 |  | WMUPVC300 |  | 216.308 |  | 0 | 692.7015 | 149836.8702 | 1 | 149836.8702 | 13% | 169315.6634 |  | 169315.6634 |  | Y | [7 empty] | 16150.8537 | [6 empty] | 16150.8537 |  | 169315.6634 | [6 empty] | 169315.6634
MBHWM009 | C0013144 | Water Main |  | AC/FRC | 375 |  | WMAC375 |  | 56.9977 |  | 0 | 900.7759 | 51342.1564 | 1 | 51342.1564 | 13% | 58016.6368 |  | 58016.6368 |  | Y | [7 empty] | 16150.8537 | [6 empty] | 16150.8537 |  | 58016.6368 | [6 empty] | 58016.6368
MBHWM010 | #N/A | Water Main |  | AC/FRC | 250 |  | WMAC250 |  | 90.3109 |  | 0 | 562.2902 | 50780.9316 | 1 | 50780.9316 | 13% | 57382.4527 |  | 57382.4527 |  | Y | [7 empty] | 16150.8537 | [6 empty] | 16150.8537 |  | 57382.4527 | [6 empty] | 57382.4527
MBHWM011 | C0013182 | Water Main |  | AC/FRC | 375 |  | WMAC375 |  | 8.2133 |  | 0 | 900.7759 | 7398.325 | 1 | 7398.325 | 13% | 8360.1072 |  | 8360.1072 |  | Y | [7 empty] | 16150.8537 | [6 empty] | 16150.8537 |  | 8360.1072 | [6 empty] | 8360.1072
MBHWM012 | #N/A | Water Main |  | UPVC | 200 |  | WMUPVC200 |  | 39.2067 |  | 0 | 336.6376 | 13198.4506 | 1 | 13198.4506 | 13% | 14914.2492 |  | 14914.2492 |  | Y | [7 empty] | 16150.8537 | [6 empty] | 16150.8537 |  | 14914.2492 | [6 empty] | 14914.2492
MBHWM013 | #N/A | Water Main |  | UPVC | 250 |  | WMUPVC250 |  | 49.2002 |  | 0 | 562.2902 | 27664.789 | 1 | 27664.789 | 13% | 31261.2115 |  | 31261.2115 |  | Y | [7 empty] | 16150.8537 | [6 empty] | 16150.8537 |  | 31261.2115 | [6 empty] | 31261.2115
MBHWM014 | C0013112 | Water Main |  | AC/FRC | 200 |  | WMAC200 |  | 58.996 |  | 0 | 336.6376 | 19860.2737 | 1 | 19860.2737 | 13% | 22442.1092 |  | 22442.1092 |  | Y | [7 empty] | 16150.8537 | [6 empty] | 16150.8537 |  | 22442.1092 | [6 empty] | 22442.1092
MBHWM016 | C0013182 | Water Main |  | AC/FRC | 375 |  | WMAC375 |  | 50.7057 |  | 0 | 900.7759 | 45674.4743 | 1 | 45674.4743 | 13% | 51612.1559 |  | 51612.1559 |  | Y | [7 empty] | 16150.8537 | [6 empty] | 16150.8537 |  | 51612.1559 | [6 empty] | 51612.1559
MBHWM018 | C0013354 | Water Main |  | AC/FRC | 200 |  | WMAC200 |  | 41.8554 |  | 0 | 336.6376 | 14090.1027 | 1 | 14090.1027 | 13% | 15921.816 |  | 15921.816 |  | Y | [7 empty] | 16150.8537 | [6 empty] | 16150.8537 |  | 15921.816 | [6 empty] | 15921.816
MBHWM019 | #N/A | Water Main |  | UPVC | 200 |  | WMUPVC200 |  | 18.6267 |  | 0 | 336.6376 | 6270.4482 | 1 | 6270.4482 | 13% | 7085.6064 |  | 7085.6064 |  | Y | [7 empty] | 16150.8537 | [6 empty] | 16150.8537 |  | 7085.6064 | [6 empty] | 7085.6064
MBHWM020 | #N/A | Water Main |  | UPVC | 200 |  | WMUPVC200 |  | 21.8736 |  | 0 | 336.6376 | 7363.4769 | 1 | 7363.4769 | 13% | 8320.7289 |  | 8320.7289 |  | Y | [7 empty] | 16150.8537 | [6 empty] | 16150.8537 |  | 8320.7289 | [6 empty] | 8320.7289
MBHWM021 | #N/A | Water Main |  | AC/FRC | 200 |  | WMAC200 |  | 33.0203 |  | 0 | 336.6376 | 11115.8756 | 1 | 11115.8756 | 13% | 12560.9394 |  | 12560.9394 |  | Y | [7 empty] | 16150.8537 | [6 empty] | 16150.8537 |  | 12560.9394 | [6 empty] | 12560.9394
MBHWM022 | #N/A | Water Main |  | UPVC | 200 |  | WMUPVC200 |  | 21.5805 |  | 0 | 336.6376 | 7264.8084 | 1 | 7264.8084 | 13% | 8209.2335 |  | 8209.2335 |  | Y | [7 empty] | 16150.8537 | [6 empty] | 16150.8537 |  | 8209.2335 | [6 empty] | 8209.2335
MBHWM024 | C0013290 | Water Main |  | AC/FRC | 250 |  | WMAC250 |  | 79.5311 |  | 0 | 562.2902 | 44719.5559 | 1 | 44719.5559 | 13% | 50533.0982 |  | 50533.0982 |  | Y | [7 empty] | 16150.8537 | [6 empty] | 16150.8537 |  | 50533.0982 | [6 empty] | 50533.0982
MBHWM025 | #N/A | Water Main |  | UPVC | 200 |  | WMuPVC200 |  | 8.5953 |  | 0 | 336.6376 | 2893.5082 | 1 | 2893.5082 | 13% | 3269.6642 |  | 3269.6642 |  | Y | [7 empty] | 16150.8537 | [6 empty] | 16150.8537 |  | 3269.6642 | [6 empty] | 3269.6642
MBHWM026 | C0052465 | Water Main |  | AC/FRC | 375 |  | WMAC/FRC375 |  | 310.868 |  | 0 | 900.7759 | 280022.4129 | 1 | 280022.4129 | 13% | 316425.3266 |  | 316425.3266 |  | Y | [7 empty] | 16150.8537 | [6 empty] | 16150.8537 |  | 316425.3266 | [6 empty] | 316425.3266
MBHWM027 | C0013354 | Water Main |  | AC/FRC | 200 |  | WMAC/FRC200 |  | 201.828 |  | 0 | 336.6376 | 67942.8997 | 1 | 67942.8997 | 13% | 76775.4767 |  | 76775.4767 |  | Y | [7 empty] | 16150.8537 | [6 empty] | 16150.8537 |  | 76775.4767 | [6 empty] | 76775.4767
MBHWM028 | #N/A | Water Main |  | AC/FRC | 250 |  | WMAC/FRC250 |  | 105.058 |  | 0 | 562.2902 | 59073.081 | 1 | 59073.081 | 13% | 66752.5815 |  | 66752.5815 |  | Y | [7 empty] | 16150.8537 | [6 empty] | 16150.8537 |  | 66752.5815 | [6 empty] | 66752.5815
MBHWM029 | C0013182 | Water Main |  | AC/FRC | 375 |  | WMAC/FRC375 |  | 53.4545 |  | 0 | 900.7759 | 48150.5271 | 1 | 48150.5271 | 13% | 54410.0957 |  | 54410.0957 |  | Y | [7 empty] | 16150.8537 | [6 empty] | 16150.8537 |  | 54410.0957 | [6 empty] | 54410.0957
MBHWM030 | C0013196 | Water Main |  | UPVC | 200 |  | WMuPVC200 |  | 35.0462 |  | 0 | 336.6376 | 11797.8697 | 1 | 11797.8697 | 13% | 13331.5928 |  | 13331.5928 |  | Y | [7 empty] | 16150.8537 | [6 empty] | 16150.8537 |  | 13331.5928 | [6 empty] | 13331.5928
MBHWM031 | #N/A | Water Main |  | UPVC | 200 |  | WMuPVC200 |  | 7.0905 |  | 0 | 336.6376 | 2386.9224 | 1 | 2386.9224 | 13% | 2697.2223 |  | 2697.2223 |  | Y | [7 empty] | 16150.8537 | [6 empty] | 16150.8537 |  | 2697.2223 | [6 empty] | 2697.2223
MBHWM032 | C0013119 | Water Main |  | AC/FRC | 250 |  | WMAC/FRC250 |  | 63.1529 |  | 0 | 562.2902 | 35510.255 | 1 | 35510.255 | 13% | 40126.5882 |  | 40126.5882 |  | Y | [7 empty] | 16150.8537 | [6 empty] | 16150.8537 |  | 40126.5882 | [6 empty] | 40126.5882
MBHWM033 | #N/A | Water Main |  | AC/FRC | 250 |  | WMAC/FRC250 |  | 74.6374 |  | 0 | 562.2902 | 41967.8765 | 1 | 41967.8765 | 13% | 47423.7005 |  | 47423.7005 |  | Y | [7 empty] | 16150.8537 | [6 empty] | 16150.8537 |  | 47423.7005 | [6 empty] | 47423.7005
MBHWM034 | C0013354 | Water Main |  | AC/FRC | 200 |  | WMAC/FRC200 |  | 65.4402 |  | 0 | 336.6376 | 22029.6339 | 1 | 22029.6339 | 13% | 24893.4863 |  | 24893.4863 |  | Y | [7 empty] | 16150.8537 | [6 empty] | 16150.8537 |  | 24893.4863 | [6 empty] | 24893.4863
MBHWM035 | #N/A | Water Main |  | UPVC | 200 |  | WMuPVC200 |  | 35.3002 |  | 0 | 336.6376 | 11883.3757 | 1 | 11883.3757 | 13% | 13428.2145 |  | 13428.2145 |  | Y | [7 empty] | 16150.8537 | [6 empty] | 16150.8537 |  | 13428.2145 | [6 empty] | 13428.2145
MBHWM036 | #N/A | Water Main |  | UPVC | 200 |  | WMuPVC200 |  | 51.8076 |  | 0 | 336.6376 | 17440.3877 | 1 | 17440.3877 | 13% | 19707.6381 |  | 19707.6381 |  | Y | [7 empty] | 16150.8537 | [6 empty] | 16150.8537 |  | 19707.6381 | [6 empty] | 19707.6381
MBHWM037 | C0013354 | Water Main |  | AC/FRC | 200 |  | WMAC/FRC200 |  | 58.5402 |  | 0 | 336.6376 | 19706.8342 | 1 | 19706.8342 | 13% | 22268.7227 |  | 22268.7227 |  | Y | [7 empty] | 16150.8537 | [6 empty] | 16150.8537 |  | 22268.7227 | [6 empty] | 22268.7227
MBHWM039 | #N/A | Water Main |  | UPVC | 250 |  | WMuPVC250 |  | 37.007 |  | 0 | 562.2902 | 20808.6724 | 1 | 20808.6724 | 13% | 23513.7998 |  | 23513.7998 |  | Y | [7 empty] | 16150.8537 | [6 empty] | 16150.8537 |  | 23513.7998 | [6 empty] | 23513.7998
MBHWM041 | C0013144 | Water Main |  | AC/FRC | 375 |  | WMAC/FRC375 |  | 75.8444 |  | 0 | 900.7759 | 68318.8102 | 1 | 68318.8102 | 13% | 77200.2555 |  | 77200.2555 |  | Y | [7 empty] | 16150.8537 | [6 empty] | 16150.8537 |  | 77200.2555 | [6 empty] | 77200.2555
MBHWM042 | C0013354 | Water Main |  | AC/FRC | 200 |  | WMAC/FRC200 |  | 66.0099 |  | 0 | 336.6376 | 22221.4163 | 1 | 22221.4163 | 13% | 25110.2005 |  | 25110.2005 |  | Y | [7 empty] | 16150.8537 | [6 empty] | 16150.8537 |  | 25110.2005 | [6 empty] | 25110.2005
MBHWM043 | C0013204 | Water Main |  | AC/FRC | 375 |  | WMAC/FRC375 |  | 11.841 |  | 0 | 900.7759 | 10666.0878 | 1 | 10666.0878 | 13% | 12052.6792 |  | 12052.6792 |  | Y | [7 empty] | 16150.8537 | [6 empty] | 16150.8537 |  | 12052.6792 | [6 empty] | 12052.6792
MBHWM044 | C0013182 | Water Main |  | AC/FRC | 375 |  | WMAC/FRC375 |  | 69.1243 |  | 0 | 900.7759 | 62265.5059 | 1 | 62265.5059 | 13% | 70360.0216 |  | 70360.0216 |  | Y | [7 empty] | 16150.8537 | [6 empty] | 16150.8537 |  | 70360.0216 | [6 empty] | 70360.0216
MBHWM045 | #N/A | Water Main |  | UPVC | 200 |  | WMuPVC200 |  | 34.2461 |  | 0 | 336.6376 | 11528.526 | 1 | 11528.526 | 13% | 13027.2343 |  | 13027.2343 |  | Y | [7 empty] | 16150.8537 | [6 empty] | 16150.8537 |  | 13027.2343 | [6 empty] | 13027.2343
MBHWM047 | #N/A | Water Main |  | AC/FRC | 250 |  | WMAC/FRC250 |  | 164.942 |  | 0 | 562.2902 | 92745.2657 | 1 | 92745.2657 | 13% | 104802.1502 |  | 104802.1502 |  | Y | [7 empty] | 16150.8537 | [6 empty] | 16150.8537 |  | 104802.1502 | [6 empty] | 104802.1502
MBHWM049 | #N/A | Water Main |  | UPVC | 200 |  | WMuPVC200 |  | 12.1879 |  | 0 | 336.6376 | 4102.9058 | 1 | 4102.9058 | 13% | 4636.2835 |  | 4636.2835 |  | Y | [7 empty] | 16150.8537 | [6 empty] | 16150.8537 |  | 4636.2835 | [6 empty] | 4636.2835
MBHWM050 | C0013354 | Water Main |  | AC/FRC | 200 |  | WMAC/FRC200 |  | 46.4256 |  | 0 | 336.6376 | 15628.604 | 1 | 15628.604 | 13% | 17660.3225 |  | 17660.3225 |  | Y | [7 empty] | 16150.8537 | [6 empty] | 16150.8537 |  | 17660.3225 | [6 empty] | 17660.3225
MBHWM051 | C0013354 | Water Main |  | AC/FRC | 200 |  | WMAC/FRC200 |  | 31.0601 |  | 0 | 336.6376 | 10455.9985 | 1 | 10455.9985 | 13% | 11815.2783 |  | 11815.2783 |  | Y | [7 empty] | 16150.8537 | [6 empty] | 16150.8537 |  | 11815.2783 | [6 empty] | 11815.2783
MBHWM053 | #N/A | Water Main |  | AC/FRC | 250 |  | WMAC/FRC250 |  | 16.5893 |  | 0 | 562.2902 | 9328.0004 | 1 | 9328.0004 | 13% | 10540.6404 |  | 10540.6404 |  | Y | [7 empty] | 16150.8537 | [6 empty] | 16150.8537 |  | 10540.6404 | [6 empty] | 10540.6404
MBHWM054 | C0013290 | Water Main |  | AC/FRC | 250 |  | WMAC/FRC250 |  | 26.1967 |  | 0 | 562.2902 | 14730.147 | 1 | 14730.147 | 13% | 16645.0661 |  | 16645.0661 |  | Y | [7 empty] | 16150.8537 | [6 empty] | 16150.8537 |  | 16645.0661 | [6 empty] | 16645.0661
MBHWM055 | C0013119 | Water Main |  | AC/FRC | 250 |  | WMAC/FRC250 |  | 135.917 |  | 0 | 562.2902 | 76424.7934 | 1 | 76424.7934 | 13% | 86360.0165 |  | 86360.0165 |  | Y | [7 empty] | 16150.8537 | [6 empty] | 16150.8537 |  | 86360.0165 | [6 empty] | 86360.0165
MBHWM057 | #N/A | Water Main |  | UPVC | 200 |  | WMuPVC200 |  | 14.7109 |  | 0 | 336.6376 | 4952.2425 | 1 | 4952.2425 | 13% | 5596.034 |  | 5596.034 |  | Y | [7 empty] | 16150.8537 | [6 empty] | 16150.8537 |  | 5596.034 | [6 empty] | 5596.034
MBHWM058 | #N/A | Water Main |  | AC/FRC | 200 |  | WMAC/FRC200 |  | 114.066 |  | 0 | 336.6376 | 38398.908 | 1 | 38398.908 | 13% | 43390.766 |  | 43390.766 |  | Y | [7 empty] | 16150.8537 | [6 empty] | 16150.8537 |  | 43390.766 | [6 empty] | 43390.766
MBHWM059 | #N/A | Water Main |  | AC/FRC | 200 |  | WMAC/FRC200 |  | 42.5533 |  | 0 | 336.6376 | 14325.0421 | 1 | 14325.0421 | 13% | 16187.2976 |  | 16187.2976 |  | Y | [7 empty] | 16150.8537 | [6 empty] | 16150.8537 |  | 16187.2976 | [6 empty] | 16187.2976
MBHWM060 | C0013354 | Water Main |  | AC/FRC | 200 |  | WMAC/FRC200 |  | 57.006 |  | 0 | 336.6376 | 19190.3648 | 1 | 19190.3648 | 13% | 21685.1122 |  | 21685.1122 |  | Y | [7 empty] | 16150.8537 | [6 empty] | 16150.8537 |  | 21685.1122 | [6 empty] | 21685.1122
MBHWM061 | #N/A | Water Main |  | UPVC | 200 |  | WMuPVC200 |  | 38.8077 |  | 0 | 336.6376 | 13064.1322 | 1 | 13064.1322 | 13% | 14762.4694 |  | 14762.4694 |  | Y | [7 empty] | 16150.8537 | [6 empty] | 16150.8537 |  | 14762.4694 | [6 empty] | 14762.4694
MBHWM062 | #N/A | Water Main |  | UPVC | 200 |  | WMuPVC200 |  | 16.5085 |  | 0 | 336.6376 | 5557.3823 | 1 | 5557.3823 | 13% | 6279.842 |  | 6279.842 |  | Y | [7 empty] | 16150.8537 | [6 empty] | 16150.8537 |  | 6279.842 | [6 empty] | 6279.842
MBHWM063 | C0013204 | Water Main |  | AC/FRC | 375 |  | WMAC/FRC375 |  | 39.708 |  | 0 | 900.7759 | 35768.0108 | 1 | 35768.0108 | 13% | 40417.8522 |  | 40417.8522 |  | Y | [7 empty] | 16150.8537 | [6 empty] | 16150.8537 |  | 40417.8522 | [6 empty] | 40417.8522
MBHWM065 | #N/A | Water Main |  | AC/FRC | 250 |  | WMAC/FRC250 |  | 144.148 |  | 0 | 562.2902 | 81053.0038 | 1 | 81053.0038 | 13% | 91589.8943 |  | 91589.8943 |  | Y | [7 empty] | 16150.8537 | [6 empty] | 16150.8537 |  | 91589.8943 | [6 empty] | 91589.8943
MBHWM066 | #N/A | Water Main |  | UPVC | 250 |  | WMuPVC250 |  | 16.1472 |  | 0 | 562.2902 | 9079.4119 | 1 | 9079.4119 | 13% | 10259.7354 |  | 10259.7354 |  | Y | [7 empty] | 16150.8537 | [6 empty] | 16150.8537 |  | 10259.7354 | [6 empty] | 10259.7354
MBHWM067 | C0013354 | Water Main |  | AC/FRC | 200 |  | WMAC/FRC200 |  | 73.6809 |  | 0 | 336.6376 | 24803.7636 | 1 | 24803.7636 | 13% | 28028.2529 |  | 28028.2529 |  | Y | [7 empty] | 16150.8537 | [6 empty] | 16150.8537 |  | 28028.2529 | [6 empty] | 28028.2529
MBHWM068 | C0013196 | Water Main |  | UPVC | 200 |  | WMuPVC200 |  | 38.3287 |  | 0 | 336.6376 | 12902.8828 | 1 | 12902.8828 | 13% | 14580.2575 |  | 14580.2575 |  | Y | [7 empty] | 16150.8537 | [6 empty] | 16150.8537 |  | 14580.2575 | [6 empty] | 14580.2575
MBHWM069 | C0013354 | Water Main |  | AC/FRC | 200 |  | WMAC/FRC200 |  | 59.1621 |  | 0 | 336.6376 | 19916.1892 | 1 | 19916.1892 | 13% | 22505.2938 |  | 22505.2938 |  | Y | [7 empty] | 16150.8537 | [6 empty] | 16150.8537 |  | 22505.2938 | [6 empty] | 22505.2938
MBHWM071 | C0013182 | Water Main |  | AC/FRC | 375 |  | WMAC/FRC375 |  | 67.0483 |  | 0 | 900.7759 | 60395.495 | 1 | 60395.495 | 13% | 68246.9094 |  | 68246.9094 |  | Y | [7 empty] | 16150.8537 | [6 empty] | 16150.8537 |  | 68246.9094 | [6 empty] | 68246.9094
MBHWM072 | C0013290 | Water Main |  | AC/FRC | 250 |  | WMAC/FRC250 |  | 167.958 |  | 0 | 562.2902 | 94441.1328 | 1 | 94441.1328 | 13% | 106718.4801 |  | 106718.4801 |  | Y | [7 empty] | 16150.8537 | [6 empty] | 16150.8537 |  | 106718.4801 | [6 empty] | 106718.4801
MBHWM073 | C0013182 | Water Main |  | AC/FRC | 375 |  | WMAC/FRC375 |  | 40.889 |  | 0 | 900.7759 | 36831.8271 | 1 | 36831.8271 | 13% | 41619.9647 |  | 41619.9647 |  | Y | [7 empty] | 16150.8537 | [6 empty] | 16150.8537 |  | 41619.9647 | [6 empty] | 41619.9647
MBHWM074 | #N/A | Water Main |  | UPVC | 200 |  | WMuPVC200 |  | 14.0148 |  | 0 | 336.6376 | 4717.9091 | 1 | 4717.9091 | 13% | 5331.2372 |  | 5331.2372 |  | Y | [7 empty] | 16150.8537 | [6 empty] | 16150.8537 |  | 5331.2372 | [6 empty] | 5331.2372
MBHWM075 | #N/A | Water Main |  | AC/FRC | 250 |  | WMAC/FRC250 |  | 60.6069 |  | 0 | 562.2902 | 34078.6643 | 1 | 34078.6643 | 13% | 38508.8906 |  | 38508.8906 |  | Y | [7 empty] | 16150.8537 | [6 empty] | 16150.8537 |  | 38508.8906 | [6 empty] | 38508.8906
MBHWM076 | #N/A | Water Main |  | UPVC | 200 |  | WMuPVC200 |  | 12.4675 |  | 0 | 336.6376 | 4197.0297 | 1 | 4197.0297 | 13% | 4742.6435 |  | 4742.6435 |  | Y | [7 empty] | 16150.8537 | [6 empty] | 16150.8537 |  | 4742.6435 | [6 empty] | 4742.6435
MBHWM078 | #N/A | Water Main |  | UPVC | 250 |  | WMuPVC250 |  | 116.336 |  | 0 | 562.2902 | 65414.5895 | 1 | 65414.5895 | 13% | 73918.4862 |  | 73918.4862 |  | Y | [7 empty] | 16150.8537 | [6 empty] | 16150.8537 |  | 73918.4862 | [6 empty] | 73918.4862
MBHWM082 | #N/A | Water Main |  | UPVC | 200 |  | WMuPVC200 |  | 20.5703 |  | 0 | 336.6376 | 6924.7371 | 1 | 6924.7371 | 13% | 7824.9529 |  | 7824.9529 |  | Y | [7 empty] | 16150.8537 | [6 empty] | 16150.8537 |  | 7824.9529 | [6 empty] | 7824.9529
MBHWM084 | C0016048 | Water Main |  | UPVC | 300 |  | WMuPVC300 |  | 26.9067 |  | 0 | 692.7015 | 18638.3107 | 1 | 18638.3107 | 13% | 21061.2911 |  | 21061.2911 |  | Y | [7 empty] | 16150.8537 | [6 empty] | 16150.8537 |  | 21061.2911 | [6 empty] | 21061.2911
MBHWM085 | C0016048 | Water Main |  | AC/FRC | 300 |  | WMAC/FRC300 |  | 4.7989 |  | 0 | 692.7015 | 3324.2328 | 1 | 3324.2328 | 13% | 3756.3831 |  | 3756.3831 |  | Y | [7 empty] | 16150.8537 | [6 empty] | 16150.8537 |  | 3756.3831 | [6 empty] | 3756.3831
MBHWM086 | C0013354 | Water Main |  | AC/FRC | 200 |  | WMAC/FRC200 |  | 34.6548 |  | 0 | 336.6376 | 11666.1098 | 1 | 11666.1098 | 13% | 13182.704 |  | 13182.704 |  | Y | [7 empty] | 16150.8537 | [6 empty] | 16150.8537 |  | 13182.704 | [6 empty] | 13182.704
MBHWM087 | C0013354 | Water Main |  | AC/FRC | 200 |  | WMAC/FRC200 |  | 72.411 |  | 0 | 336.6376 | 24376.2675 | 1 | 24376.2675 | 13% | 27545.1822 |  | 27545.1822 |  | Y | [7 empty] | 16150.8537 | [6 empty] | 16150.8537 |  | 27545.1822 | [6 empty] | 27545.1822
MBHWM088 | C0013354 | Water Main |  | AC/FRC | 200 |  | WMAC/FRC200 |  | 76.3275 |  | 0 | 336.6376 | 25694.7087 | 1 | 25694.7087 | 13% | 29035.0209 |  | 29035.0209 |  | Y | [7 empty] | 16150.8537 | [6 empty] | 16150.8537 |  | 29035.0209 | [6 empty] | 29035.0209
MBHWM089 | C0013354 | Water Main |  | AC/FRC | 200 |  | WMAC/FRC200 |  | 90.6242 |  | 0 | 336.6376 | 30507.516 | 1 | 30507.516 | 13% | 34473.493 |  | 34473.493 |  | Y | [7 empty] | 16150.8537 | [6 empty] | 16150.8537 |  | 34473.493 | [6 empty] | 34473.493
MBHWM090 | #N/A | Water Main |  | AC/FRC | 200 |  | WMAC/FRC200 |  | 50.7973 |  | 0 | 336.6376 | 17100.2827 | 1 | 17100.2827 | 13% | 19323.3195 |  | 19323.3195 |  | Y | [7 empty] | 16150.8537 | [6 empty] | 16150.8537 |  | 19323.3195 | [6 empty] | 19323.3195
MBHWM091 | #N/A | Water Main |  | AC/FRC | 250 |  | WMAC/FRC250 |  | 7.5034 |  | 0 | 562.2902 | 4219.1106 | 1 | 4219.1106 | 13% | 4767.5949 |  | 4767.5949 |  | Y | [7 empty] | 16150.8537 | [6 empty] | 16150.8537 |  | 4767.5949 | [6 empty] | 4767.5949
MBHWM092 | #N/A | Water Main |  | AC/FRC | 250 |  | WMAC/FRC250 |  | 88.3598 |  | 0 | 562.2902 | 49683.8472 | 1 | 49683.8472 | 13% | 56142.7473 |  | 56142.7473 |  | Y | [7 empty] | 16150.8537 | [6 empty] | 16150.8537 |  | 56142.7473 | [6 empty] | 56142.7473
MBHWM095 | #N/A | Water Main |  | AC/FRC | 250 |  | WMAC/FRC250 |  | 86.5782 |  | 0 | 562.2902 | 48682.071 | 1 | 48682.071 | 13% | 55010.7403 |  | 55010.7403 |  | Y | [7 empty] | 16150.8537 | [6 empty] | 16150.8537 |  | 55010.7403 | [6 empty] | 55010.7403
MBHWM096 | #N/A | Water Main |  | AC/FRC | 250 |  | WMAC/FRC250 |  | 11.9486 |  | 0 | 562.2902 | 6718.5804 | 1 | 6718.5804 | 13% | 7591.9958 |  | 7591.9958 |  | Y | [7 empty] | 16150.8537 | [6 empty] | 16150.8537 |  | 7591.9958 | [6 empty] | 7591.9958
MBHWM097 | #N/A | Water Main |  | AC/FRC | 200 |  | WMAC/FRC200 |  | 25.0949 |  | 0 | 336.6376 | 8447.8877 | 1 | 8447.8877 | 13% | 9546.1131 |  | 9546.1131 |  | Y | [7 empty] | 16150.8537 | [6 empty] | 16150.8537 |  | 9546.1131 | [6 empty] | 9546.1131
MBHWM098 | C0013182 | Water Main |  | UPVC | 375 |  | WMuPVC375 |  | 14.5906 |  | 0 | 900.7759 | 13142.8613 | 1 | 13142.8613 | 13% | 14851.4333 |  | 14851.4333 |  | Y | [7 empty] | 16150.8537 | [6 empty] | 16150.8537 |  | 14851.4333 | [6 empty] | 14851.4333
MBHWM099 | C0013182 | Water Main |  | AC/FRC | 375 |  | WMAC/FRC375 |  | 13.2199 |  | 0 | 900.7759 | 11908.1678 | 1 | 11908.1678 | 13% | 13456.2296 |  | 13456.2296 |  | Y | [7 empty] | 16150.8537 | [6 empty] | 16150.8537 |  | 13456.2296 | [6 empty] | 13456.2296
MBHWM101 | C0013354 | Water Main |  | AC/FRC | 200 |  | WMAC/FRC200 |  | 23.3495 |  | 0 | 336.6376 | 7860.3204 | 1 | 7860.3204 | 13% | 8882.162 |  | 8882.162 |  | Y | [7 empty] | 16150.8537 | [6 empty] | 16150.8537 |  | 8882.162 | [6 empty] | 8882.162
MBHWM102 | C0013354 | Water Main |  | AC/FRC | 200 |  | WMAC/FRC200 |  | 10.6729 |  | 0 | 336.6376 | 3592.8998 | 1 | 3592.8998 | 13% | 4059.9767 |  | 4059.9767 |  | Y | [7 empty] | 16150.8537 | [6 empty] | 16150.8537 |  | 4059.9767 | [6 empty] | 4059.9767
MBHWM103 | C0013290 | Water Main |  | AC/FRC | 250 |  | WMAC/FRC250 |  | 37.0754 |  | 0 | 562.2902 | 20847.1331 | 1 | 20847.1331 | 13% | 23557.2604 |  | 23557.2604 |  | Y | [7 empty] | 16150.8537 | [6 empty] | 16150.8537 |  | 23557.2604 | [6 empty] | 23557.2604
MBHWM104 | C0013290 | Water Main |  | AC/FRC | 250 |  | WMAC/FRC250 |  | 161.125 |  | 0 | 562.2902 | 90599.0041 | 1 | 90599.0041 | 13% | 102376.8746 |  | 102376.8746 |  | Y | [7 empty] | 16150.8537 | [6 empty] | 16150.8537 |  | 102376.8746 | [6 empty] | 102376.8746
MBHWM105 | C0013354 | Water Main |  | AC/FRC | 200 |  | WMAC/FRC200 |  | 13.2095 |  | 0 | 336.6376 | 4446.8148 | 1 | 4446.8148 | 13% | 5024.9007 |  | 5024.9007 |  | Y | [7 empty] | 16150.8537 | [6 empty] | 16150.8537 |  | 5024.9007 | [6 empty] | 5024.9007
MBHWM106 | C0013354 | Water Main |  | AC/FRC | 200 |  | WMAC/FRC200 |  | 43.2543 |  | 0 | 336.6376 | 14561.0251 | 1 | 14561.0251 | 13% | 16453.9583 |  | 16453.9583 |  | Y | [7 empty] | 16150.8537 | [6 empty] | 16150.8537 |  | 16453.9583 | [6 empty] | 16453.9583
MBHWM107 | #N/A | Water Main |  | AC/FRC | 250 |  | WMAC/FRC250 |  | 7.0354 |  | 0 | 562.2902 | 3955.9194 | 1 | 3955.9194 | 13% | 4470.1889 |  | 4470.1889 |  | Y | [7 empty] | 16150.8537 | [6 empty] | 16150.8537 |  | 4470.1889 | [6 empty] | 4470.1889
MBHWM108 | C0013144 | Water Main |  | AC/FRC | 375 |  | WMAC/FRC375 |  | 76.804 |  | 0 | 900.7759 | 69183.1948 | 1 | 69183.1948 | 13% | 78177.0101 |  | 78177.0101 |  | Y | [7 empty] | 16150.8537 | [6 empty] | 16150.8537 |  | 78177.0101 | [6 empty] | 78177.0101
MBHWM109 | C0013144 | Water Main |  | AC/FRC | 375 |  | WMAC/FRC375 |  | 45.427 |  | 0 | 900.7759 | 40919.5483 | 1 | 40919.5483 | 13% | 46239.0896 |  | 46239.0896 |  | Y | [7 empty] | 16150.8537 | [6 empty] | 16150.8537 |  | 46239.0896 | [6 empty] | 46239.0896
MBHWM110 | C0013196 | Water Main |  | UPVC | 200 |  | WMuPVC200 |  | 33.8125 |  | 0 | 336.6376 | 11382.5599 | 1 | 11382.5599 | 13% | 12862.2927 |  | 12862.2927 |  | Y | [7 empty] | 16150.8537 | [6 empty] | 16150.8537 |  | 12862.2927 | [6 empty] | 12862.2927
MBHWM111 | #N/A | Water Main |  | AC/FRC | 250 |  | WMAC/FRC250 |  | 114.864 |  | 0 | 562.2902 | 64586.8984 | 1 | 64586.8984 | 13% | 72983.1952 |  | 72983.1952 |  | Y | [7 empty] | 16150.8537 | [6 empty] | 16150.8537 |  | 72983.1952 | [6 empty] | 72983.1952
MBHWM112 | #N/A | Water Main |  | AC/FRC | 250 |  | WMAC/FRC250 |  | 11.5623 |  | 0 | 562.2902 | 6501.3677 | 1 | 6501.3677 | 13% | 7346.5455 |  | 7346.5455 |  | Y | [7 empty] | 16150.8537 | [6 empty] | 16150.8537 |  | 7346.5455 | [6 empty] | 7346.5455
MBHWM113 | C0013182 | Water Main |  | AC/FRC | 375 |  | WMAC/FRC375 |  | 174.526 |  | 0 | 900.7759 | 157208.8206 | 1 | 157208.8206 | 13% | 177645.9672 |  | 177645.9672 |  | Y | [7 empty] | 16150.8537 | [6 empty] | 16150.8537 |  | 177645.9672 | [6 empty] | 177645.9672
MBHWM114 | C0013182 | Water Main |  | AC/FRC | 375 |  | WMAC/FRC375 |  | 315.768 |  | 0 | 900.7759 | 284436.215 | 1 | 284436.215 | 13% | 321412.9229 |  | 321412.9229 |  | Y | [7 empty] | 16150.8537 | [6 empty] | 16150.8537 |  | 321412.9229 | [6 empty] | 321412.9229
MBHWM115 | C0013119 | Water Main |  | AC/FRC | 250 |  | WMAC/FRC250 |  | 16.0022 |  | 0 | 562.2902 | 8997.8798 | 1 | 8997.8798 | 13% | 10167.6042 |  | 10167.6042 |  | Y | [7 empty] | 16150.8537 | [6 empty] | 16150.8537 |  | 10167.6042 | [6 empty] | 10167.6042
MBHWM116 | C0013119 | Water Main |  | AC/FRC | 250 |  | WMAC/FRC250 |  | 4.9679 |  | 0 | 562.2902 | 2793.3845 | 1 | 2793.3845 | 13% | 3156.5245 |  | 3156.5245 |  | Y | [7 empty] | 16150.8537 | [6 empty] | 16150.8537 |  | 3156.5245 | [6 empty] | 3156.5245
MBHWM117 | C0016048 | Water Main |  | AC/FRC | 300 |  | WMAC/FRC300 |  | 10.057 |  | 0 | 692.7015 | 6966.4987 | 1 | 6966.4987 | 13% | 7872.1435 |  | 7872.1435 |  | Y | [7 empty] | 16150.8537 | [6 empty] | 16150.8537 |  | 7872.1435 | [6 empty] | 7872.1435
MBHWM118 | #N/A | Water Main |  | AC/FRC | 200 |  | WMAC/FRC200 |  | 66.858 |  | 0 | 336.6376 | 22506.9187 | 1 | 22506.9187 | 13% | 25432.8181 |  | 25432.8181 |  | Y | [7 empty] | 16150.8537 | [6 empty] | 16150.8537 |  | 25432.8181 | [6 empty] | 25432.8181
MBHWM119 | #N/A | Water Main |  | AC/FRC | 250 |  | WMAC/FRC250 |  | 87.14 |  | 0 | 562.2902 | 48997.9656 | 1 | 48997.9656 | 13% | 55367.7012 |  | 55367.7012 |  | Y | [7 empty] | 16150.8537 | [6 empty] | 16150.8537 |  | 55367.7012 | [6 empty] | 55367.7012
MBHWM120 | #N/A | Water Main |  | AC/FRC | 250 |  | WMAC/FRC250 |  | 24.437 |  | 0 | 562.2902 | 13740.6849 | 1 | 13740.6849 | 13% | 15526.974 |  | 15526.974 |  | Y | [7 empty] | 16150.8537 | [6 empty] | 16150.8537 |  | 15526.974 | [6 empty] | 15526.974
MBHWM121 | #N/A | Water Main |  | UPVC | 200 |  | WMuPVC200 |  | 7.1466 |  | 0 | 336.6376 | 2405.7977 | 1 | 2405.7977 | 13% | 2718.5514 |  | 2718.5514 |  | Y | [7 empty] | 16150.8537 | [6 empty] | 16150.8537 |  | 2718.5514 | [6 empty] | 2718.5514
MBHWM122 | #N/A | Water Main |  | UPVC | 200 |  | WMuPVC200 |  | 10.6202 |  | 0 | 336.6376 | 3575.159 | 1 | 3575.159 | 13% | 4039.9296 |  | 4039.9296 |  | Y | [7 empty] | 16150.8537 | [6 empty] | 16150.8537 |  | 4039.9296 | [6 empty] | 4039.9296
MBHWM123 | C0013119 | Water Main |  | AC/FRC | 250 |  | WMAC/FRC250 |  | 12.2708 |  | 0 | 562.2902 | 6899.7503 | 1 | 6899.7503 | 13% | 7796.7178 |  | 7796.7178 |  | Y | [7 empty] | 16150.8537 | [6 empty] | 16150.8537 |  | 7796.7178 | [6 empty] | 7796.7178
MBHWM124 | C0013119 | Water Main |  | AC/FRC | 250 |  | WMAC/FRC250 |  | 57.2961 |  | 0 | 562.2902 | 32217.034 | 1 | 32217.034 | 13% | 36405.2484 |  | 36405.2484 |  | Y | [7 empty] | 16150.8537 | [6 empty] | 16150.8537 |  | 36405.2484 | [6 empty] | 36405.2484
MBHWM125 | #N/A | Water Main |  | AC/FRC | 250 |  | WMAC/FRC250 |  | 39.0586 |  | 0 | 562.2902 | 21962.2669 | 1 | 21962.2669 | 13% | 24817.3616 |  | 24817.3616 |  | Y | [7 empty] | 16150.8537 | [6 empty] | 16150.8537 |  | 24817.3616 | [6 empty] | 24817.3616
MBHWM126 | C0013119 | Water Main |  | AC/FRC | 250 |  | WMAC/FRC250 |  | 84.504 |  | 0 | 562.2902 | 47515.7687 | 1 | 47515.7687 | 13% | 53692.8187 |  | 53692.8187 |  | Y | [7 empty] | 16150.8537 | [6 empty] | 16150.8537 |  | 53692.8187 | [6 empty] | 53692.8187
MBHWM127 | C0013144 | Water Main |  | AC/FRC | 375 |  | WMAC/FRC375 |  | 45.9463 |  | 0 | 900.7759 | 41387.3213 | 1 | 41387.3213 | 13% | 46767.673 |  | 46767.673 |  | Y | [7 empty] | 16150.8537 | [6 empty] | 16150.8537 |  | 46767.673 | [6 empty] | 46767.673
MBHWM128 | C0013144 | Water Main |  | AC/FRC | 375 |  | WMAC/FRC375 |  | 17.5944 |  | 0 | 900.7759 | 15848.6121 | 1 | 15848.6121 | 13% | 17908.9317 |  | 17908.9317 |  | Y | [7 empty] | 16150.8537 | [6 empty] | 16150.8537 |  | 17908.9317 | [6 empty] | 17908.9317
MBHWM129 | #N/A | Water Main |  | AC/FRC | 375 |  | WMAC/FRC375 |  | 3.3041 |  | 0 | 900.7759 | 2976.2357 | 1 | 2976.2357 | 13% | 3363.1464 |  | 3363.1464 |  | Y | [7 empty] | 16150.8537 | [6 empty] | 16150.8537 |  | 3363.1464 | [6 empty] | 3363.1464
MBHWM130 | C0013204 | Water Main |  | AC/FRC | 375 |  | WMAC/FRC375 |  | 6.5075 |  | 0 | 900.7759 | 5861.7543 | 1 | 5861.7543 | 13% | 6623.7824 |  | 6623.7824 |  | Y | [7 empty] | 16150.8537 | [6 empty] | 16150.8537 |  | 6623.7824 | [6 empty] | 6623.7824
MBHWM131 | C0013119 | Water Main |  | AC/FRC | 250 |  | WMAC/FRC250 |  | 25.6971 |  | 0 | 562.2902 | 14449.2268 | 1 | 14449.2268 | 13% | 16327.6263 |  | 16327.6263 |  | Y | [7 empty] | 16150.8537 | [6 empty] | 16150.8537 |  | 16327.6263 | [6 empty] | 16327.6263
MBHWM132 | C0013119 | Water Main |  | AC/FRC | 250 |  | WMAC/FRC250 |  | 19.7864 |  | 0 | 562.2902 | 11125.6983 | 1 | 11125.6983 | 13% | 12572.039 |  | 12572.039 |  | Y | [7 empty] | 16150.8537 | [6 empty] | 16150.8537 |  | 12572.039 | [6 empty] | 12572.039
MBHWM133 | C0013354 | Water Main |  | AC/FRC | 200 |  | WMAC/FRC200 |  | 21.775 |  | 0 | 336.6376 | 7330.2844 | 1 | 7330.2844 | 13% | 8283.2214 |  | 8283.2214 |  | Y | [7 empty] | 16150.8537 | [6 empty] | 16150.8537 |  | 8283.2214 | [6 empty] | 8283.2214
MBHWM134 | C0013354 | Water Main |  | AC/FRC | 200 |  | WMAC/FRC200 |  | 92.2872 |  | 0 | 336.6376 | 31067.3443 | 1 | 31067.3443 | 13% | 35106.0991 |  | 35106.0991 |  | Y | [7 empty] | 16150.8537 | [6 empty] | 16150.8537 |  | 35106.0991 | [6 empty] | 35106.0991
MBHWM136 | #N/A | Water Main |  | AC/FRC | 200 |  | WMAC/FRC200 |  | 4.3106 |  | 0 | 336.6376 | 1451.1236 | 1 | 1451.1236 | 13% | 1639.7697 |  | 1639.7697 |  | Y | [7 empty] | 16150.8537 | [6 empty] | 16150.8537 |  | 1639.7697 | [6 empty] | 1639.7697
MBHWM137 | #N/A | Water Main |  | AC/FRC | 200 |  | WMAC/FRC200 |  | 60.2691 |  | 0 | 336.6376 | 20288.847 | 1 | 20288.847 | 13% | 22926.3971 |  | 22926.3971 |  | Y | [7 empty] | 16150.8537 | [6 empty] | 16150.8537 |  | 22926.3971 | [6 empty] | 22926.3971
MBHWM139 | #N/A | Water Main |  | AC/FRC | 250 |  | WMAC/FRC250 |  | 39.7747 |  | 0 | 562.2902 | 22364.9229 | 1 | 22364.9229 | 13% | 25272.3629 |  | 25272.3629 |  | Y | [7 empty] | 16150.8537 | [6 empty] | 16150.8537 |  | 25272.3629 | [6 empty] | 25272.3629
MBHWM140 | #N/A | Water Main |  | AC/FRC | 250 |  | WMAC/FRC250 |  | 67.4825 |  | 0 | 562.2902 | 37944.7466 | 1 | 37944.7466 | 13% | 42877.5636 |  | 42877.5636 |  | Y | [7 empty] | 16150.8537 | [6 empty] | 16150.8537 |  | 42877.5636 | [6 empty] | 42877.5636
MBHWM142 | C0052480 | Water Main |  | AC/FRC | 375 |  | WMAC/FRC375 |  | 20.0343 |  | 0 | 900.7759 | 18046.4153 | 1 | 18046.4153 | 13% | 20392.4493 |  | 20392.4493 |  | Y | [7 empty] | 16150.8537 | [6 empty] | 16150.8537 |  | 20392.4493 | [6 empty] | 20392.4493
MBHWM143 | #N/A | Water Main |  | AC/FRC | 250 |  | WMAC/FRC250 |  | 7.4753 |  | 0 | 562.2902 | 4203.2652 | 1 | 4203.2652 | 13% | 4749.6897 |  | 4749.6897 |  | Y | [7 empty] | 16150.8537 | [6 empty] | 16150.8537 |  | 4749.6897 | [6 empty] | 4749.6897
MBHWM145 | C0052480 | Water Main |  | AC/FRC | 375 |  | WMAC/FRC375 |  | 37.7711 |  | 0 | 900.7759 | 34023.2979 | 1 | 34023.2979 | 13% | 38446.3266 |  | 38446.3266 |  | Y | [7 empty] | 16150.8537 | [6 empty] | 16150.8537 |  | 38446.3266 | [6 empty] | 38446.3266
MBHWM146 | #N/A | Water Main |  | AC/FRC | 375 |  | WMAC/FRC375 |  | 50.2705 |  | 0 | 900.7759 | 45282.4566 | 1 | 45282.4566 | 13% | 51169.1759 |  | 51169.1759 |  | Y | [7 empty] | 16150.8537 | [6 empty] | 16150.8537 |  | 51169.1759 | [6 empty] | 51169.1759
MBHWM147 | #N/A | Water Main |  | AC/FRC | 250 |  | WMAC/FRC250 |  | 457.172 |  | 0 | 562.2902 | 257063.3228 | 1 | 257063.3228 | 13% | 290481.5548 |  | 290481.5548 |  | Y | [7 empty] | 16150.8537 | [6 empty] | 16150.8537 |  | 290481.5548 | [6 empty] | 290481.5548
MBHWM148 | C0013182 | Water Main |  | AC/FRC | 375 |  | WMAC/FRC375 |  | 370.944 |  | 0 | 900.7759 | 334137.4279 | 1 | 334137.4279 | 13% | 377575.2935 |  | 377575.2935 |  | Y | [7 empty] | 16150.8537 | [6 empty] | 16150.8537 |  | 377575.2935 | [6 empty] | 377575.2935
MBHWM149 | C0013182 | Water Main |  | AC/FRC | 375 |  | WMAC/FRC375 |  | 93.3204 |  | 0 | 900.7759 | 84060.7704 | 1 | 84060.7704 | 13% | 94988.6706 |  | 94988.6706 |  | Y | [7 empty] | 16150.8537 | [6 empty] | 16150.8537 |  | 94988.6706 | [6 empty] | 94988.6706
MBHWM151 | #N/A | Water Main |  | UPVC | 375 |  | WMuPVC375 |  | 37.2635 |  | 0 | 900.7759 | 33566.064 | 1 | 33566.064 | 13% | 37929.6523 |  | 37929.6523 |  | Y | [7 empty] | 16150.8537 | [6 empty] | 16150.8537 |  | 37929.6523 | [6 empty] | 37929.6523
MBHWM153 | C0013196 | Water Main |  | AC/FRC | 200 |  | WMAC/FRC200 |  | 32.8789 |  | 0 | 336.6376 | 11068.275 | 1 | 11068.275 | 13% | 12507.1507 |  | 12507.1507 |  | Y | [7 empty] | 16150.8537 | [6 empty] | 16150.8537 |  | 12507.1507 | [6 empty] | 12507.1507
MBHWM154 | C0053015 | Water Main |  | UPVC | 375 |  | WMuPVC375 |  | 34.14 |  | 0 | 900.7759 | 30752.4904 | 1 | 30752.4904 | 13% | 34750.3141 |  | 34750.3141 |  | Y | [7 empty] | 16150.8537 | [6 empty] | 16150.8537 |  | 34750.3141 | [6 empty] | 34750.3141
MBHWM156 | C0016048 | Water Main |  | UPVC | 300 |  | WMuPVC300 |  | 34.8158 |  | 0 | 692.7015 | 24116.9559 | 1 | 24116.9559 | 13% | 27252.1602 |  | 27252.1602 |  | Y | [7 empty] | 16150.8537 | [6 empty] | 16150.8537 |  | 27252.1602 | [6 empty] | 27252.1602
MBHWM157 | #N/A | Water Main |  | UPVC | 375 |  | WMuPVC375 |  | 22.1437 |  | 0 | 900.7759 | 19946.512 | 1 | 19946.512 | 13% | 22539.5586 |  | 22539.5586 |  | Y | [7 empty] | 16150.8537 | [6 empty] | 16150.8537 |  | 22539.5586 | [6 empty] | 22539.5586
MBHWM158 | C0016048 | Water Main |  | UPVC | 300 |  | WMuPVC300 |  | 114.518 |  | 0 | 692.7015 | 79326.7873 | 1 | 79326.7873 | 13% | 89639.2696 |  | 89639.2696 |  | Y | [7 empty] | 16150.8537 | [6 empty] | 16150.8537 |  | 89639.2696 | [6 empty] | 89639.2696
MBHWM159 | C0016048 | Water Main |  | UPVC | 300 |  | WMuPVC300 |  | 114.393 |  | 0 | 692.7015 | 79240.1996 | 1 | 79240.1996 | 13% | 89541.4255 |  | 89541.4255 |  | Y | [7 empty] | 16150.8537 | [6 empty] | 16150.8537 |  | 89541.4255 | [6 empty] | 89541.4255
MBHWM160 | C0016048 | Water Main |  | UPVC | 300 |  | WMuPVC300 |  | 241.068 |  | 0 | 692.7015 | 166988.1587 | 1 | 166988.1587 | 13% | 188696.6193 |  | 188696.6193 |  | Y | [7 empty] | 16150.8537 | [6 empty] | 16150.8537 |  | 188696.6193 | [6 empty] | 188696.6193
MBHWM161 | C0016048 | Water Main |  | UPVC | 300 |  | WMuPVC300 |  | 48.7181 |  | 0 | 692.7015 | 33747.0996 | 1 | 33747.0996 | 13% | 38134.2226 |  | 38134.2226 |  | Y | [7 empty] | 16150.8537 | [6 empty] | 16150.8537 |  | 38134.2226 | [6 empty] | 38134.2226
MBHWM162 | C0052350 | Water Main |  | UPVC | 200 |  | WMuPVC200 |  | 96.1837 |  | 0 | 336.6376 | 32379.0529 | 1 | 32379.0529 | 13% | 36588.3297 |  | 36588.3297 |  | Y | [7 empty] | 16150.8537 | [6 empty] | 16150.8537 |  | 36588.3297 | [6 empty] | 36588.3297
MBHWM163 | #N/A | Water Main |  | UPVC | 375 |  | WMuPVC375 |  | 22.2883 |  | 0 | 900.7759 | 20076.7642 | 1 | 20076.7642 | 13% | 22686.7436 |  | 22686.7436 |  | Y | [7 empty] | 16150.8537 | [6 empty] | 16150.8537 |  | 22686.7436 | [6 empty] | 22686.7436
MBHWM166 | C0013196 | Water Main |  | AC/FRC | 200 |  | WMAC/FRC200 |  | 4.2245 |  | 0 | 336.6376 | 1422.1189 | 1 | 1422.1189 | 13% | 1606.9944 |  | 1606.9944 |  | Y | [7 empty] | 16150.8537 | [6 empty] | 16150.8537 |  | 1606.9944 | [6 empty] | 1606.9944
MBHWM167 | C0013196 | Water Main |  | UPVC | 200 |  | WMuPVC200 |  | 36.6865 |  | 0 | 336.6376 | 12350.0564 | 1 | 12350.0564 | 13% | 13955.5638 |  | 13955.5638 |  | Y | [7 empty] | 16150.8537 | [6 empty] | 16150.8537 |  | 13955.5638 | [6 empty] | 13955.5638
MBHWM168 | C0052350 | Water Main |  | UPVC | 200 |  | WMuPVC200 |  | 5.9768 |  | 0 | 336.6376 | 2012.0124 | 1 | 2012.0124 | 13% | 2273.574 |  | 2273.574 |  | Y | [7 empty] | 16150.8537 | [6 empty] | 16150.8537 |  | 2273.574 | [6 empty] | 2273.574
MBHWM169 | C0052352 | Water Main |  | UPVC | 200 |  | WMuPVC200 |  | 27.4266 |  | 0 | 336.6376 | 9232.8256 | 1 | 9232.8256 | 13% | 10433.093 |  | 10433.093 |  | Y | [7 empty] | 16150.8537 | [6 empty] | 16150.8537 |  | 10433.093 | [6 empty] | 10433.093
MBHWM170 | C0013196 | Water Main |  | UPVC | 200 |  | WMuPVC200 |  | 42.1109 |  | 0 | 336.6376 | 14176.1136 | 1 | 14176.1136 | 13% | 16019.0084 |  | 16019.0084 |  | Y | [7 empty] | 16150.8537 | [6 empty] | 16150.8537 |  | 16019.0084 | [6 empty] | 16019.0084
MBHWM171 | C0013196 | Water Main |  | UPVC | 200 |  | WMuPVC200 |  | 9.3558 |  | 0 | 336.6376 | 3149.5211 | 1 | 3149.5211 | 13% | 3558.9588 |  | 3558.9588 |  | Y | [7 empty] | 16150.8537 | [6 empty] | 16150.8537 |  | 3558.9588 | [6 empty] | 3558.9588
MBHWM172 | #N/A | Water Main |  | UPVC | 375 |  | WMuPVC375 |  | 23.4657 |  | 0 | 900.7759 | 21137.3378 | 1 | 21137.3378 | 13% | 23885.1917 |  | 23885.1917 |  | Y | [7 empty] | 16150.8537 | [6 empty] | 16150.8537 |  | 23885.1917 | [6 empty] | 23885.1917
MBHWM177 | #N/A | Water Main |  | UPVC | 375 |  | WMuPVC375 |  | 10.9741 |  | 0 | 900.7759 | 9885.2052 | 1 | 9885.2052 | 13% | 11170.2818 |  | 11170.2818 |  | Y | [7 empty] | 16150.8537 | [6 empty] | 16150.8537 |  | 11170.2818 | [6 empty] | 11170.2818
MBHWM178 | #N/A | Water Main |  | UPVC | 375 |  | WMuPVC375 |  | 23.6132 |  | 0 | 900.7759 | 21270.2023 | 1 | 21270.2023 | 13% | 24035.3286 |  | 24035.3286 |  | Y | [7 empty] | 16150.8537 | [6 empty] | 16150.8537 |  | 24035.3286 | [6 empty] | 24035.3286
MBHWM179 | #N/A | Water Main |  | UPVC | 375 |  | WMuPVC375 |  | 24.5839 |  | 0 | 900.7759 | 22144.5855 | 1 | 22144.5855 | 13% | 25023.3816 |  | 25023.3816 |  | Y | [7 empty] | 16150.8537 | [6 empty] | 16150.8537 |  | 25023.3816 | [6 empty] | 25023.3816
MBHWM180 | #N/A | Water Main |  | UPVC | 375 |  | WMuPVC375 |  | 24.5879 |  | 0 | 900.7759 | 22148.1886 | 1 | 22148.1886 | 13% | 25027.4531 |  | 25027.4531 |  | Y | [7 empty] | 16150.8537 | [6 empty] | 16150.8537 |  | 25027.4531 | [6 empty] | 25027.4531
MBHWM181 | #N/A | Water Main |  | UPVC | 375 |  | WMuPVC375 |  | 22.7936 |  | 0 | 900.7759 | 20531.9263 | 1 | 20531.9263 | 13% | 23201.0767 |  | 23201.0767 |  | Y | [7 empty] | 16150.8537 | [6 empty] | 16150.8537 |  | 23201.0767 | [6 empty] | 23201.0767
MBHWM182 | #N/A | Water Main |  | UPVC | 375 |  | WMuPVC375 |  | 24.8937 |  | 0 | 900.7759 | 22423.6459 | 1 | 22423.6459 | 13% | 25338.7198 |  | 25338.7198 |  | Y | [7 empty] | 16150.8537 | [6 empty] | 16150.8537 |  | 25338.7198 | [6 empty] | 25338.7198
MBHWM183 | #N/A | Water Main |  | UPVC | 375 |  | WMuPVC375 |  | 24.029 |  | 0 | 900.7759 | 21644.7449 | 1 | 21644.7449 | 13% | 24458.5617 |  | 24458.5617 |  | Y | [7 empty] | 16150.8537 | [6 empty] | 16150.8537 |  | 24458.5617 | [6 empty] | 24458.5617
MBHWM184 | #N/A | Water Main |  | UPVC | 375 |  | WMuPVC375 |  | 23.5024 |  | 0 | 900.7759 | 21170.3963 | 1 | 21170.3963 | 13% | 23922.5478 |  | 23922.5478 |  | Y | [7 empty] | 16150.8537 | [6 empty] | 16150.8537 |  | 23922.5478 | [6 empty] | 23922.5478
MBHWM185 | #N/A | Water Main |  | UPVC | 375 |  | WMuPVC375 |  | 22.5746 |  | 0 | 900.7759 | 20334.6564 | 1 | 20334.6564 | 13% | 22978.1617 |  | 22978.1617 |  | Y | [7 empty] | 16150.8537 | [6 empty] | 16150.8537 |  | 22978.1617 | [6 empty] | 22978.1617
MBHWM186 | #N/A | Water Main |  | UPVC | 375 |  | WMuPVC375 |  | 23.367 |  | 0 | 900.7759 | 21048.4312 | 1 | 21048.4312 | 13% | 23784.7273 |  | 23784.7273 |  | Y | [7 empty] | 16150.8537 | [6 empty] | 16150.8537 |  | 23784.7273 | [6 empty] | 23784.7273
MBHWM187 | #N/A | Water Main |  | UPVC | 375 |  | WMuPVC375 |  | 24.8616 |  | 0 | 900.7759 | 22394.7309 | 1 | 22394.7309 | 13% | 25306.046 |  | 25306.046 |  | Y | [7 empty] | 16150.8537 | [6 empty] | 16150.8537 |  | 25306.046 | [6 empty] | 25306.046
MBHWM188 | #N/A | Water Main |  | UPVC | 375 |  | WMuPVC375 |  | 25.3548 |  | 0 | 900.7759 | 22838.9936 | 1 | 22838.9936 | 13% | 25808.0628 |  | 25808.0628 |  | Y | [7 empty] | 16150.8537 | [6 empty] | 16150.8537 |  | 25808.0628 | [6 empty] | 25808.0628
MBHWM189 | #N/A | Water Main |  | UPVC | 375 |  | WMuPVC375 |  | 52.8476 |  | 0 | 900.7759 | 47603.8462 | 1 | 47603.8462 | 13% | 53792.3462 |  | 53792.3462 |  | Y | [7 empty] | 16150.8537 | [6 empty] | 16150.8537 |  | 53792.3462 | [6 empty] | 53792.3462
MBHWM199 | #N/A | Water Main |  | AC/FRC | 525 |  | WMAC/FRC525 |  | 196.627 |  | 0 | 1407.775 | 276806.5847 | 1 | 276806.5847 | 13% | 312791.4407 |  | 312791.4407 |  | Y | [7 empty] | 16150.8537 | [6 empty] | 16150.8537 |  | 312791.4407 | [6 empty] | 312791.4407
MBHWM200 | C0052482 | Water Main |  | AC/FRC | 525 |  | WMAC/FRC525 |  | 521.006 |  | 0 | 1407.775 | 733459.2476 | 1 | 733459.2476 | 13% | 828808.9498 |  | 828808.9498 |  | Y | [7 empty] | 16150.8537 | [6 empty] | 16150.8537 |  | 828808.9498 | [6 empty] | 828808.9498
MBHWM201 | C0016059 | Water Main |  | AC/FRC | 525 |  | WMAC/FRC525 |  | 343.012 |  | 0 | 1407.775 | 482883.7354 | 1 | 482883.7354 | 13% | 545658.621 |  | 545658.621 |  | Y | [7 empty] | 16150.8537 | [6 empty] | 16150.8537 |  | 545658.621 | [6 empty] | 545658.621
MBHWM202 | C0016059 | Water Main |  | AC/FRC | 525 |  | WMAC/FRC525 |  | 253.573 |  | 0 | 1407.775 | 356973.7427 | 1 | 356973.7427 | 13% | 403380.3292 |  | 403380.3292 |  | Y | [7 empty] | 16150.8537 | [6 empty] | 16150.8537 |  | 403380.3292 | [6 empty] | 403380.3292
MBHWM203 | #N/A | Water Main |  | UPVC | 250 |  | WMuPVC250 |  | 42.6072 |  | 0 | 562.2902 | 23957.6098 | 1 | 23957.6098 | 13% | 27072.0991 |  | 27072.0991 |  | Y | [7 empty] | 16150.8537 | [6 empty] | 16150.8537 |  | 27072.0991 | [6 empty] | 27072.0991
MBHWM206 | #N/A | Water Main |  | AC/FRC | 300 |  | WMAC/FRC300 |  | 9.7146 |  | 0 | 692.7015 | 6729.3247 | 1 | 6729.3247 | 13% | 7604.1369 |  | 7604.1369 |  | Y | [7 empty] | 16150.8537 | [6 empty] | 16150.8537 |  | 7604.1369 | [6 empty] | 7604.1369
MBHWM207 | #N/A | Water Main |  | AC/FRC | 300 |  | WMAC/FRC300 |  | 11.8171 |  | 0 | 692.7015 | 8185.7226 | 1 | 8185.7226 | 13% | 9249.8665 |  | 9249.8665 |  | Y | [7 empty] | 16150.8537 | [6 empty] | 16150.8537 |  | 9249.8665 | [6 empty] | 9249.8665
MBHWM208 | #N/A | Water Main |  | AC/FRC | 450 |  | WMAC/FRC450 |  | 8.4681 |  | 0 | 1163.0715 | 9848.9823 | 1 | 9848.9823 | 13% | 11129.35 |  | 11129.35 |  | Y | [7 empty] | 16150.8537 | [6 empty] | 16150.8537 |  | 11129.35 | [6 empty] | 11129.35
MBHWM209 | #N/A | Water Main |  | AC/FRC | 525 |  | WMAC/FRC525 |  | 16.8383 |  | 0 | 1407.775 | 23704.5386 | 1 | 23704.5386 | 13% | 26786.1286 |  | 26786.1286 |  | Y | [7 empty] | 16150.8537 | [6 empty] | 16150.8537 |  | 26786.1286 | [6 empty] | 26786.1286
MBHWM210 | C0016059 | Water Main |  | AC/FRC | 525 |  | WMAC/FRC525 |  | 59.011 |  | 0 | 1407.775 | 83074.2135 | 1 | 83074.2135 | 13% | 93873.8612 |  | 93873.8612 |  | Y | [7 empty] | 16150.8537 | [6 empty] | 16150.8537 |  | 93873.8612 | [6 empty] | 93873.8612
MBHWM211 | #N/A | Water Main |  | AC/FRC | 525 |  | WMAC/FRC525 |  | 10.0192 |  | 0 | 1407.775 | 14104.7798 | 1 | 14104.7798 | 13% | 15938.4011 |  | 15938.4011 |  | Y | [7 empty] | 16150.8537 | [6 empty] | 16150.8537 |  | 15938.4011 | [6 empty] | 15938.4011
MBHWM212 | #N/A | Water Main |  | AC/FRC | 525 |  | WMAC/FRC525 |  | 9.132 |  | 0 | 1407.775 | 12855.7454 | 1 | 12855.7454 | 13% | 14526.9924 |  | 14526.9924 |  | Y | [7 empty] | 16150.8537 | [6 empty] | 16150.8537 |  | 14526.9924 | [6 empty] | 14526.9924
MBHWM213 | #N/A | Water Main |  | AC/FRC | 525 |  | WMAC/FRC525 |  | 67.4957 |  | 0 | 1407.775 | 95018.7624 | 1 | 95018.7624 | 13% | 107371.2015 |  | 107371.2015 |  | Y | [7 empty] | 16150.8537 | [6 empty] | 16150.8537 |  | 107371.2015 | [6 empty] | 107371.2015
MBHWM214 | #N/A | Water Main |  | AC/FRC | 450 |  | WMAC/FRC450 |  | 10.2129 |  | 0 | 1163.0715 | 11878.3327 | 1 | 11878.3327 | 13% | 13422.516 |  | 13422.516 |  | Y | [7 empty] | 16150.8537 | [6 empty] | 16150.8537 |  | 13422.516 | [6 empty] | 13422.516
MBHWM215 | #N/A | Water Main |  | AC/FRC | 525 |  | WMAC/FRC525 |  | 15.4041 |  | 0 | 1407.775 | 21685.5076 | 1 | 21685.5076 | 13% | 24504.6236 |  | 24504.6236 |  | Y | [7 empty] | 16150.8537 | [6 empty] | 16150.8537 |  | 24504.6236 | [6 empty] | 24504.6236
MBHWM216 | #N/A | Water Main |  | AC/FRC | 300 |  | WMAC/FRC300 |  | 10.6238 |  | 0 | 692.7015 | 7359.1219 | 1 | 7359.1219 | 13% | 8315.8078 |  | 8315.8078 |  | Y | [7 empty] | 16150.8537 | [6 empty] | 16150.8537 |  | 8315.8078 | [6 empty] | 8315.8078
MBHWM217 | #N/A | Water Main |  | AC/FRC | 300 |  | WMAC/FRC300 |  | 12.4702 |  | 0 | 692.7015 | 8638.1259 | 1 | 8638.1259 | 13% | 9761.0823 |  | 9761.0823 |  | Y | [7 empty] | 16150.8537 | [6 empty] | 16150.8537 |  | 9761.0823 | [6 empty] | 9761.0823
MBHWM218 | C0013204 | Water Main |  | AC/FRC | 375 |  | WMAC/FRC375 |  | 147.572 |  | 0 | 900.7759 | 132929.3061 | 1 | 132929.3061 | 13% | 150210.1158 |  | 150210.1158 |  | Y | [7 empty] | 16150.8537 | [6 empty] | 16150.8537 |  | 150210.1158 | [6 empty] | 150210.1158
MBHWM219 | #N/A | Water Main |  | AC/FRC | 450 |  | WMAC/FRC450 |  | 17.3238 |  | 0 | 1163.0715 | 20148.8177 | 1 | 20148.8177 | 13% | 22768.164 |  | 22768.164 |  | Y | [7 empty] | 16150.8537 | [6 empty] | 16150.8537 |  | 22768.164 | [6 empty] | 22768.164
MBHWM220 | #N/A | Water Main |  | AC/FRC | 450 |  | WMAC/FRC450 |  | 17.454 |  | 0 | 1163.0715 | 20300.2496 | 1 | 20300.2496 | 13% | 22939.2821 |  | 22939.2821 |  | Y | [7 empty] | 16150.8537 | [6 empty] | 16150.8537 |  | 22939.2821 | [6 empty] | 22939.2821
MBHWM221 | #N/A | Water Main |  | AC/FRC | 450 |  | WMAC/FRC450 |  | 6.5366 |  | 0 | 1163.0715 | 7602.5563 | 1 | 7602.5563 | 13% | 8590.8886 |  | 8590.8886 |  | Y | [7 empty] | 16150.8537 | [6 empty] | 16150.8537 |  | 8590.8886 | [6 empty] | 8590.8886
MBHWM222 | #N/A | Water Main |  | AC/FRC | 450 |  | WMAC/FRC450 |  | 5.7975 |  | 0 | 1163.0715 | 6742.9418 | 1 | 6742.9418 | 13% | 7619.5242 |  | 7619.5242 |  | Y | [7 empty] | 16150.8537 | [6 empty] | 16150.8537 |  | 7619.5242 | [6 empty] | 7619.5242
MBHWM223 | #N/A | Water Main |  | Ductile Iron | 525 |  | WMDI525 |  | 4.8539 |  | 0 | 1407.775 | 6833.143 | 1 | 6833.143 | 13% | 7721.4516 |  | 7721.4516 |  | Y | [7 empty] | 16150.8537 | [6 empty] | 16150.8537 |  | 7721.4516 | [6 empty] | 7721.4516
MBHWM224 | #N/A | Water Main |  | Ductile Iron | 525 |  | WMDI525 |  | 4.1216 |  | 0 | 1407.775 | 5802.2153 | 1 | 5802.2153 | 13% | 6556.5032 |  | 6556.5032 |  | Y | [7 empty] | 16150.8537 | [6 empty] | 16150.8537 |  | 6556.5032 | [6 empty] | 6556.5032
MBHWM225 | #N/A | Water Main |  | Ductile Iron | 525 |  | WMDI525 |  | 4.7099 |  | 0 | 1407.775 | 6630.4797 | 1 | 6630.4797 | 13% | 7492.4421 |  | 7492.4421 |  | Y | [7 empty] | 16150.8537 | [6 empty] | 16150.8537 |  | 7492.4421 | [6 empty] | 7492.4421
MBHWM226 | #N/A | Water Main |  | Ductile Iron | 525 |  | WMDI525 |  | 4.6156 |  | 0 | 1407.775 | 6497.7406 | 1 | 6497.7406 | 13% | 7342.4469 |  | 7342.4469 |  | Y | [7 empty] | 16150.8537 | [6 empty] | 16150.8537 |  | 7342.4469 | [6 empty] | 7342.4469
MBHWM227 | #N/A | Water Main |  | Ductile Iron | 300 |  | WMDI300 |  | 33.8455 |  | 0 | 761.5686 | 25775.6716 | 1 | 25775.6716 | 13% | 29126.5089 |  | 29126.5089 |  | Y | [7 empty] | 16150.8537 | [6 empty] | 16150.8537 |  | 29126.5089 | [6 empty] | 29126.5089
MBHWM228 | #N/A | Water Main |  | Ductile Iron | 300 |  | WMDI300 |  | 15.0548 |  | 0 | 761.5686 | 11465.2636 | 1 | 11465.2636 | 13% | 12955.7479 |  | 12955.7479 |  | Y | [7 empty] | 16150.8537 | [6 empty] | 16150.8537 |  | 12955.7479 | [6 empty] | 12955.7479
MBHWM229 | C0052482 | Water Main |  | AC/FRC | 525 |  | WMAC/FRC525 |  | 1540.55 |  | 0 | 1407.775 | 2168747.8529 | 1 | 2168747.8529 | 13% | 2450685.0738 |  | 2450685.0738 |  | Y | [7 empty] | 16150.8537 | [6 empty] | 16150.8537 |  | 2450685.0738 | [6 empty] | 2450685.0738
MBHWM230 | C0052482 | Water Main |  | AC/FRC | 525 |  | WMAC/FRC525 |  | 679.88 |  | 0 | 1407.775 | 957118.1008 | 1 | 957118.1008 | 13% | 1081543.4539 |  | 1081543.4539 |  | Y | [7 empty] | 16150.8537 | [6 empty] | 16150.8537 |  | 1081543.4539 | [6 empty] | 1081543.4539
MBHWM231 | C0053021 | Water Main |  | PVC | 375 |  | WMPVC375 |  | 5.9561 |  | 0 | 900.7759 | 5365.0845 | 1 | 5365.0845 | 13% | 6062.5455 |  | 6062.5455 |  | Y | [7 empty] | 16150.8537 | [6 empty] | 16150.8537 |  | 6062.5455 | [6 empty] | 6062.5455
MBHWM233 | C0052353 | Water Main |  | PVC | 200 |  | WMPVC200 |  | 18.5319 |  | 0 | 336.6376 | 6238.5349 | 1 | 6238.5349 | 13% | 7049.5444 |  | 7049.5444 |  | Y | [7 empty] | 16150.8537 | [6 empty] | 16150.8537 |  | 7049.5444 | [6 empty] | 7049.5444
MBHWM234 | C0053021 | Water Main |  | PVC | 375 |  | WMPVC375 |  | 19.5882 |  | 0 | 900.7759 | 17644.5791 | 1 | 17644.5791 | 13% | 19938.3744 |  | 19938.3744 |  | Y | [7 empty] | 16150.8537 | [6 empty] | 16150.8537 |  | 19938.3744 | [6 empty] | 19938.3744
MBHWM235 | C0053015 | Water Main |  | PVC | 375 |  | WMPVC375 |  | 21.4788 |  | 0 | 900.7759 | 19347.5861 | 1 | 19347.5861 | 13% | 21862.7723 |  | 21862.7723 |  | Y | [7 empty] | 16150.8537 | [6 empty] | 16150.8537 |  | 21862.7723 | [6 empty] | 21862.7723
MBHWM236 | #N/A | Water Main |  | PVC | 375 |  | WMPVC375 |  | 36.1578 |  | 0 | 900.7759 | 32570.076 | 1 | 32570.076 | 13% | 36804.1859 |  | 36804.1859 |  | Y | [7 empty] | 16150.8537 | [6 empty] | 16150.8537 |  | 36804.1859 | [6 empty] | 36804.1859
MBHWM237 | C0053015 | Water Main |  | PVC | 375 |  | WMPVC375 |  | 39.5061 |  | 0 | 900.7759 | 35586.1441 | 1 | 35586.1441 | 13% | 40212.3428 |  | 40212.3428 |  | Y | [7 empty] | 16150.8537 | [6 empty] | 16150.8537 |  | 40212.3428 | [6 empty] | 40212.3428
MBHWM238 | C0053015 | Water Main |  | PVC | 375 |  | WMPVC375 |  | 39.9408 |  | 0 | 900.7759 | 35977.7114 | 1 | 35977.7114 | 13% | 40654.8139 |  | 40654.8139 |  | Y | [7 empty] | 16150.8537 | [6 empty] | 16150.8537 |  | 40654.8139 | [6 empty] | 40654.8139
MBHWM239 | C0053011 | Water Main |  | PVC | 300 |  | WMPVC300 |  | 46.2481 |  | 0 | 692.7015 | 32036.127 | 1 | 32036.127 | 13% | 36200.8235 |  | 36200.8235 |  | Y | [7 empty] | 16150.8537 | [6 empty] | 16150.8537 |  | 36200.8235 | [6 empty] | 36200.8235
MBHWM240 | #N/A | Water Main |  | PVC | 300 |  | WMPVC300 |  | 54.5289 |  | 0 | 692.7015 | 37772.2494 | 1 | 37772.2494 | 13% | 42682.6418 |  | 42682.6418 |  | Y | [7 empty] | 16150.8537 | [6 empty] | 16150.8537 |  | 42682.6418 | [6 empty] | 42682.6418
MBHWM241 | C0053015 | Water Main |  | PVC | 375 |  | WMPVC375 |  | 62.9973 |  | 0 | 900.7759 | 56746.4517 | 1 | 56746.4517 | 13% | 64123.4904 |  | 64123.4904 |  | Y | [7 empty] | 16150.8537 | [6 empty] | 16150.8537 |  | 64123.4904 | [6 empty] | 64123.4904
MBHWM243 | C0053015 | Water Main |  | PVC | 375 |  | WMPVC375 |  | 85.3646 |  | 0 | 900.7759 | 76894.3773 | 1 | 76894.3773 | 13% | 86890.6463 |  | 86890.6463 |  | Y | [7 empty] | 16150.8537 | [6 empty] | 16150.8537 |  | 86890.6463 | [6 empty] | 86890.6463
MBHWM248 | #N/A | Water Main |  | PVC | 375 |  | WMPVC375 |  | 88.3281 |  | 0 | 900.7759 | 79563.8267 | 1 | 79563.8267 | 13% | 89907.1242 |  | 89907.1242 |  | Y | [7 empty] | 16150.8537 | [6 empty] | 16150.8537 |  | 89907.1242 | [6 empty] | 89907.1242
MBHWM249 | C0052353 | Water Main |  | PVC | 200 |  | WMPVC200 |  | 105.483 |  | 0 | 336.6376 | 35509.5472 | 1 | 35509.5472 | 13% | 40125.7883 |  | 40125.7883 |  | Y | [7 empty] | 16150.8537 | [6 empty] | 16150.8537 |  | 40125.7883 | [6 empty] | 40125.7883
MBHWM254 | C0053011 | Water Main |  | PVC | 300 |  | WMPVC300 |  | 135.768 |  | 0 | 692.7015 | 94046.6936 | 1 | 94046.6936 | 13% | 106272.7638 |  | 106272.7638 |  | Y | [7 empty] | 16150.8537 | [6 empty] | 16150.8537 |  | 106272.7638 | [6 empty] | 106272.7638
MBHWM255 | C0053020 | Water Main |  | PVC | 375 |  | WMPVC375 |  | 147.183 |  | 0 | 900.7759 | 132578.9042 | 1 | 132578.9042 | 13% | 149814.1618 |  | 149814.1618 |  | Y | [7 empty] | 16150.8537 | [6 empty] | 16150.8537 |  | 149814.1618 | [6 empty] | 149814.1618
MBHWM256 | C0053011 | Water Main |  | PVC | 300 |  | WMPVC300 |  | 143.045 |  | 0 | 692.7015 | 99087.4822 | 1 | 99087.4822 | 13% | 111968.8549 |  | 111968.8549 |  | Y | [7 empty] | 16150.8537 | [6 empty] | 16150.8537 |  | 111968.8549 | [6 empty] | 111968.8549
MBHWM259 | C0052353 | Water Main |  | PVC | 200 |  | WMPVC200 |  | 138.775 |  | 0 | 336.6376 | 46716.8872 | 1 | 46716.8872 | 13% | 52790.0825 |  | 52790.0825 |  | Y | [7 empty] | 16150.8537 | [6 empty] | 16150.8537 |  | 52790.0825 | [6 empty] | 52790.0825
MBHWM262 | C0053015 | Water Main |  | PVC | 375 |  | WMPVC375 |  | 186.253 |  | 0 | 900.7759 | 167772.2199 | 1 | 167772.2199 | 13% | 189582.6085 |  | 189582.6085 |  | Y | [7 empty] | 16150.8537 | [6 empty] | 16150.8537 |  | 189582.6085 | [6 empty] | 189582.6085
MBHWM264 | C0053011 | Water Main |  | PVC | 300 |  | WMPVC300 |  | 202.026 |  | 0 | 692.7015 | 139943.7078 | 1 | 139943.7078 | 13% | 158136.3898 |  | 158136.3898 |  | Y | [7 empty] | 16150.8537 | [6 empty] | 16150.8537 |  | 158136.3898 | [6 empty] | 158136.3898
MBHWM265 | #N/A | Water Main |  | PVC | 300 |  | WMPVC300 |  | 289.012 |  | 0 | 692.7015 | 200199.0381 | 1 | 200199.0381 | 13% | 226224.9131 |  | 226224.9131 |  | Y | [7 empty] | 16150.8537 | [6 empty] | 16150.8537 |  | 226224.9131 | [6 empty] | 226224.9131
MBHWM266 | #N/A | Water Main |  | PVC | 375 |  | WMPVC375 |  | 53.8702 |  | 0 | 900.7759 | 48524.9797 | 1 | 48524.9797 | 13% | 54833.2271 |  | 54833.2271 |  | Y | [7 empty] | 16150.8537 | [6 empty] | 16150.8537 |  | 54833.2271 | [6 empty] | 54833.2271
MBHWM267 | #N/A | Water Main |  | AC/FRC | 525 |  | WMAC/FRC525 |  | 43.2615 |  | 0 | 1407.775 | 60902.4603 | 1 | 60902.4603 | 13% | 68819.7802 |  | 68819.7802 |  | Y | [7 empty] | 16150.8537 | [6 empty] | 16150.8537 |  | 68819.7802 | [6 empty] | 68819.7802
MBHWM268 | #N/A | Water Main |  | AC/FRC | 525 |  | WMAC/FRC525 |  | 83.5333 |  | 0 | 1407.775 | 117596.0956 | 1 | 117596.0956 | 13% | 132883.588 |  | 132883.588 |  | Y | [7 empty] | 16150.8537 | [6 empty] | 16150.8537 |  | 132883.588 | [6 empty] | 132883.588
MBHWM276 | C0052315 | Water Main |  | UPVC | 150 |  | WMuPVC150 |  | 16.0929 |  | 0 | 223.8044 | 3601.662 | 1 | 3601.662 | 13% | 4069.8781 |  | 4069.8781 |  | Y | [7 empty] | 16150.8537 | [6 empty] | 16150.8537 |  | 4069.8781 | [6 empty] | 4069.8781
MBHWM277 | C0052315 | Water Main |  | UPVC | 150 |  | WMuPVC150 |  | 12.7089 |  | 0 | 223.8044 | 2844.3079 | 1 | 2844.3079 | 13% | 3214.0679 |  | 3214.0679 |  | Y | [7 empty] | 16150.8537 | [6 empty] | 16150.8537 |  | 3214.0679 | [6 empty] | 3214.0679
MBHWM281 | C0052315 | Water Main |  | UPVC | 150 |  | WMuPVC150 |  | 18.587 |  | 0 | 223.8044 | 4159.8526 | 1 | 4159.8526 | 13% | 4700.6334 |  | 4700.6334 |  | Y | [7 empty] | 16150.8537 | [6 empty] | 16150.8537 |  | 4700.6334 | [6 empty] | 4700.6334
MBHWM284 | C0052315 | Water Main |  | UPVC | 150 |  | WMuPVC150 |  | 36.6137 |  | 0 | 223.8044 | 8194.3076 | 1 | 8194.3076 | 13% | 9259.5676 |  | 9259.5676 |  | Y | [7 empty] | 16150.8537 | [6 empty] | 16150.8537 |  | 9259.5676 | [6 empty] | 9259.5676
MBHWM286 | C0052315 | Water Main |  | UPVC | 150 |  | WMuPVC150 |  | 15.8753 |  | 0 | 223.8044 | 3552.9622 | 1 | 3552.9622 | 13% | 4014.8473 |  | 4014.8473 |  | Y | [7 empty] | 16150.8537 | [6 empty] | 16150.8537 |  | 4014.8473 | [6 empty] | 4014.8473
MBHWM287 | C0052315 | Water Main |  | UPVC | 150 |  | WMuPVC150 |  | 2.3362 |  | 0 | 223.8044 | 522.8519 | 1 | 522.8519 | 13% | 590.8226 |  | 590.8226 |  | Y | [7 empty] | 16150.8537 | [6 empty] | 16150.8537 |  | 590.8226 | [6 empty] | 590.8226
MBHWM297 | #N/A | Water Main |  | AC/FRC | 150 |  | WMAC/FRC150 |  | 87.6006 |  | 0 | 223.8044 | 19605.4007 | 1 | 19605.4007 | 13% | 22154.1028 |  | 22154.1028 |  | Y | [7 empty] | 16150.8537 | [6 empty] | 16150.8537 |  | 22154.1028 | [6 empty] | 22154.1028
MBHWM298 | #N/A | Water Main |  | AC/FRC | 150 |  | WMAC/FRC150 |  | 66.9339 |  | 0 | 223.8044 | 14980.1021 | 1 | 14980.1021 | 13% | 16927.5154 |  | 16927.5154 |  | Y | [7 empty] | 16150.8537 | [6 empty] | 16150.8537 |  | 16927.5154 | [6 empty] | 16927.5154
MBHWM299 | #N/A | Water Main |  | AC/FRC | 150 |  | WMAC/FRC150 |  | 30.0781 |  | 0 | 223.8044 | 6731.6115 | 1 | 6731.6115 | 13% | 7606.721 |  | 7606.721 |  | Y | [7 empty] | 16150.8537 | [6 empty] | 16150.8537 |  | 7606.721 | [6 empty] | 7606.721
MBHWM300 | #N/A | Water Main |  | AC/FRC | 150 |  | WMAC/FRC150 |  | 96.7743 |  | 0 | 223.8044 | 21658.5153 | 1 | 21658.5153 | 13% | 24474.1223 |  | 24474.1223 |  | Y | [7 empty] | 16150.8537 | [6 empty] | 16150.8537 |  | 24474.1223 | [6 empty] | 24474.1223
MBHWM301 | #N/A | Water Main |  | AC/FRC | 150 |  | WMAC/FRC150 |  | 39.0291 |  | 0 | 223.8044 | 8734.8848 | 1 | 8734.8848 | 13% | 9870.4198 |  | 9870.4198 |  | Y | [7 empty] | 16150.8537 | [6 empty] | 16150.8537 |  | 9870.4198 | [6 empty] | 9870.4198
MBHWM302 | #N/A | Water Main |  | AC/FRC | 150 |  | WMAC/FRC150 |  | 100.522 |  | 0 | 223.8044 | 22497.2671 | 1 | 22497.2671 | 13% | 25421.9118 |  | 25421.9118 |  | Y | [7 empty] | 16150.8537 | [6 empty] | 16150.8537 |  | 25421.9118 | [6 empty] | 25421.9118
MBHWM303 | #N/A | Water Main |  | AC/FRC | 150 |  | WMAC/FRC150 |  | 46.2572 |  | 0 | 223.8044 | 10352.5654 | 1 | 10352.5654 | 13% | 11698.3989 |  | 11698.3989 |  | Y | [7 empty] | 16150.8537 | [6 empty] | 16150.8537 |  | 11698.3989 | [6 empty] | 11698.3989
MBHWM304 | #N/A | Water Main |  | AC/FRC | 150 |  | WMAC/FRC150 |  | 16.2256 |  | 0 | 223.8044 | 3631.3609 | 1 | 3631.3609 | 13% | 4103.4378 |  | 4103.4378 |  | Y | [7 empty] | 16150.8537 | [6 empty] | 16150.8537 |  | 4103.4378 | [6 empty] | 4103.4378
MBHWM305 | #N/A | Water Main |  | AC/FRC | 150 |  | WMAC/FRC150 |  | 8.8582 |  | 0 | 223.8044 | 1982.5132 | 1 | 1982.5132 | 13% | 2240.2399 |  | 2240.2399 |  | Y | [7 empty] | 16150.8537 | [6 empty] | 16150.8537 |  | 2240.2399 | [6 empty] | 2240.2399
MBHWM306 | #N/A | Water Main |  | AC/FRC | 150 |  | WMAC/FRC150 |  | 24.6707 |  | 0 | 223.8044 | 5521.4115 | 1 | 5521.4115 | 13% | 6239.195 |  | 6239.195 |  | Y | [7 empty] | 16150.8537 | [6 empty] | 16150.8537 |  | 6239.195 | [6 empty] | 6239.195
MBHWM307 | #N/A | Water Main |  | AC/FRC | 150 |  | WMAC/FRC150 |  | 38.8447 |  | 0 | 223.8044 | 8693.6152 | 1 | 8693.6152 | 13% | 9823.7852 |  | 9823.7852 |  | Y | [7 empty] | 16150.8537 | [6 empty] | 16150.8537 |  | 9823.7852 | [6 empty] | 9823.7852
MBHWM308 | #N/A | Water Main |  | AC/FRC | 150 |  | WMAC/FRC150 |  | 22.9098 |  | 0 | 223.8044 | 5127.3143 | 1 | 5127.3143 | 13% | 5793.8652 |  | 5793.8652 |  | Y | [7 empty] | 16150.8537 | [6 empty] | 16150.8537 |  | 5793.8652 | [6 empty] | 5793.8652
MBHWM309 | #N/A | Water Main |  | AC/FRC | 150 |  | WMAC/FRC150 |  | 65.183 |  | 0 | 223.8044 | 14588.243 | 1 | 14588.243 | 13% | 16484.7146 |  | 16484.7146 |  | Y | [7 empty] | 16150.8537 | [6 empty] | 16150.8537 |  | 16484.7146 | [6 empty] | 16484.7146
MBHWM346 | #N/A | Water Main |  | AC/FRC | 150 |  | WMAC/FRC150 |  | 59.9423 |  | 0 | 223.8044 | 13415.3512 | 1 | 13415.3512 | 13% | 15159.3468 |  | 15159.3468 |  | Y | [7 empty] | 16150.8537 | [6 empty] | 16150.8537 |  | 15159.3468 | [6 empty] | 15159.3468
MBHWM362 | C0053124 | Water Main |  | Unknown | 300 |  | WM300 |  | 342.138 |  | 0 | 692.7015 | 236999.4966 | 1 | 236999.4966 | 13% | 267809.4311 |  | 267809.4311 |  | Y | [7 empty] | 16150.8537 | [6 empty] | 16150.8537 |  | 267809.4311 | [6 empty] | 267809.4311
CLMWM002 | C0052940 | Water Main |  | Unknown | 375 |  | WM375 |  | 1.0216 |  | 0 | 900.7759 | 920.2777 | 1 | 920.2777 | 13% | 1039.9138 |  | 1039.9138 | Y | [7 empty] | 6105.4489 | [7 empty] | 6105.4489 | 1039.9138 | [7 empty] | 1039.9138
CLMWM003 | C0017045 | Water Main |  | Unknown | 375 |  | WM375 |  | 1.4051 |  | 0 | 900.7759 | 1265.6983 | 1 | 1265.6983 | 13% | 1430.2391 |  | 1430.2391 | Y | [7 empty] | 6105.4489 | [7 empty] | 6105.4489 | 1430.2391 | [7 empty] | 1430.2391
CLMWM004 | C0052941 | Water Main |  | Unknown | 450 |  | WM450 |  | 1.2752 |  | 0 | 1163.0715 | 1483.1371 | 1 | 1483.1371 | 13% | 1675.9449 |  | 1675.9449 | Y | [7 empty] | 6105.4489 | [7 empty] | 6105.4489 | 1675.9449 | [7 empty] | 1675.9449
CLMWM006 | C0016423 | Water Main |  | Unknown | 375 |  | WM375 |  | 2.306 |  | 0 | 900.7759 | 2077.1623 | 1 | 2077.1623 | 13% | 2347.1934 |  | 2347.1934 | Y | [7 empty] | 6105.4489 | [7 empty] | 6105.4489 | 2347.1934 | [7 empty] | 2347.1934
CLMWM008 | C0052791 | Water Main |  | Unknown | 150 |  | WM150 |  | 2.4982 |  | 0 | 223.8044 | 559.1082 | 1 | 559.1082 | 13% | 631.7922 |  | 631.7922 | Y | [7 empty] | 6105.4489 | [7 empty] | 6105.4489 | 631.7922 | [7 empty] | 631.7922
CLMWM009 | C0053039 | Water Main |  | Unknown | 375 |  | WM375 |  | 2.5059 |  | 0 | 900.7759 | 2257.2634 | 1 | 2257.2634 | 13% | 2550.7077 |  | 2550.7077 | Y | [7 empty] | 6105.4489 | [7 empty] | 6105.4489 | 2550.7077 | [7 empty] | 2550.7077
CLMWM010 | C0052931 | Water Main |  | Unknown | 225 |  | WM225 |  | 3.2979 |  | 0 | 430.4198 | 1419.4987 | 1 | 1419.4987 | 13% | 1604.0336 |  | 1604.0336 | Y | [7 empty] | 6105.4489 | [7 empty] | 6105.4489 | 1604.0336 | [7 empty] | 1604.0336
CLMWM012 | C0052937 | Water Main |  | Unknown | 375 |  | WM375 |  | 4.2209 |  | 0 | 900.7759 | 3802.0941 | 1 | 3802.0941 | 13% | 4296.3664 |  | 4296.3664 | Y | [7 empty] | 6105.4489 | [7 empty] | 6105.4489 | 4296.3664 | [7 empty] | 4296.3664
CLMWM013 | C0052534 | Water Main |  | Unknown | 375 |  | WM375 |  | 5.2157 |  | 0 | 900.7759 | 4698.177 | 1 | 4698.177 | 13% | 5308.9401 |  | 5308.9401 | Y | [7 empty] | 6105.4489 | [7 empty] | 6105.4489 | 5308.9401 | [7 empty] | 5308.9401
CLMWM015 | C0052942 | Water Main |  | Unknown | 375 |  | WM375 |  | 7.4356 |  | 0 | 900.7759 | 6697.8275 | 1 | 6697.8275 | 13% | 7568.5451 |  | 7568.5451 | Y | [7 empty] | 6105.4489 | [7 empty] | 6105.4489 | 7568.5451 | [7 empty] | 7568.5451
CLMWM018 | C0009203 | Water Main |  | UPVC | 225 |  | WMuPVC225 |  | 13.0734 |  | 0 | 430.4198 | 5627.0505 | 1 | 5627.0505 | 13% | 6358.5671 |  | 6358.5671 | Y | [7 empty] | 6105.4489 | [7 empty] | 6105.4489 | 6358.5671 | [7 empty] | 6358.5671
CLMWM021 | C0052531 | Water Main |  | Unknown | 375 |  | WM375 |  | 15.4812 |  | 0 | 900.7759 | 13945.0924 | 1 | 13945.0924 | 13% | 15757.9544 |  | 15757.9544 | Y | [7 empty] | 6105.4489 | [7 empty] | 6105.4489 | 15757.9544 | [7 empty] | 15757.9544
CLMWM022 | C0052538 | Water Main |  | Unknown | 150 |  | WM150 |  | 15.4974 |  | 0 | 223.8044 | 3468.3865 | 1 | 3468.3865 | 13% | 3919.2767 |  | 3919.2767 | Y | [7 empty] | 6105.4489 | [7 empty] | 6105.4489 | 3919.2767 | [7 empty] | 3919.2767
CLMWM024 | C0009057 | Water Main |  | Unknown | 225 |  | WM225 |  | 19.2335 |  | 0 | 430.4198 | 8278.4796 | 1 | 8278.4796 | 13% | 9354.682 |  | 9354.682 | Y | [7 empty] | 6105.4489 | [7 empty] | 6105.4489 | 9354.682 | [7 empty] | 9354.682
CLMWM025 | C0011636 | Water Main |  | Unknown | 225 |  | WM225 |  | 19.4697 |  | 0 | 430.4198 | 8380.1448 | 1 | 8380.1448 | 13% | 9469.5636 |  | 9469.5636 | Y | [7 empty] | 6105.4489 | [7 empty] | 6105.4489 | 9469.5636 | [7 empty] | 9469.5636
CLMWM026 | C0052686 | Water Main |  | Unknown | 375 |  | WM375 |  | 19.4712 |  | 0 | 900.7759 | 17539.1884 | 1 | 17539.1884 | 13% | 19819.2828 |  | 19819.2828 | Y | [7 empty] | 6105.4489 | [7 empty] | 6105.4489 | 19819.2828 | [7 empty] | 19819.2828
CLMWM028 | C0016579 | Water Main |  | Unknown | 375 |  | WM375 |  | 20.1952 |  | 0 | 900.7759 | 18191.3501 | 1 | 18191.3501 | 13% | 20556.2256 |  | 20556.2256 | Y | [7 empty] | 6105.4489 | [7 empty] | 6105.4489 | 20556.2256 | [7 empty] | 20556.2256
CLMWM029 | C0018287 | Water Main |  | Unknown | 375 |  | WM375 |  | 20.5304 |  | 0 | 900.7759 | 18493.2902 | 1 | 18493.2902 | 13% | 20897.418 |  | 20897.418 | Y | [7 empty] | 6105.4489 | [7 empty] | 6105.4489 | 20897.418 | [7 empty] | 20897.418
CLMWM032 | C0052533 | Water Main |  | Unknown | 375 |  | WM375 |  | 21.5998 |  | 0 | 900.7759 | 19456.58 | 1 | 19456.58 | 13% | 21985.9354 |  | 21985.9354 | Y | [7 empty] | 6105.4489 | [7 empty] | 6105.4489 | 21985.9354 | [7 empty] | 21985.9354
CLMWM036 | C0052653 | Water Main |  | Unknown | 375 |  | WM375 |  | 22.4777 |  | 0 | 900.7759 | 20247.3712 | 1 | 20247.3712 | 13% | 22879.5295 |  | 22879.5295 | Y | [7 empty] | 6105.4489 | [7 empty] | 6105.4489 | 22879.5295 | [7 empty] | 22879.5295
CLMWM040 | C0009035 | Water Main |  | Unknown | 375 |  | WM375 |  | 23.4776 |  | 0 | 900.7759 | 21148.0571 | 1 | 21148.0571 | 13% | 23897.3045 |  | 23897.3045 | Y | [7 empty] | 6105.4489 | [7 empty] | 6105.4489 | 23897.3045 | [7 empty] | 23897.3045
CLMWM042 | C0052687 | Water Main |  | Unknown | 375 |  | WM375 |  | 24.1534 |  | 0 | 900.7759 | 21756.8014 | 1 | 21756.8014 | 13% | 24585.1856 |  | 24585.1856 | Y | [7 empty] | 6105.4489 | [7 empty] | 6105.4489 | 24585.1856 | [7 empty] | 24585.1856
CLMWM043 | C0052631 | Water Main |  | Unknown | 225 |  | WM225 |  | 24.6032 |  | 0 | 430.4198 | 10589.705 | 1 | 10589.705 | 13% | 11966.3666 |  | 11966.3666 | Y | [7 empty] | 6105.4489 | [7 empty] | 6105.4489 | 11966.3666 | [7 empty] | 11966.3666
CLMWM045 | C0052647 | Water Main |  | Unknown | 375 |  | WM375 |  | 26.2677 |  | 0 | 900.7759 | 23661.312 | 1 | 23661.312 | 13% | 26737.2825 |  | 26737.2825 | Y | [7 empty] | 6105.4489 | [7 empty] | 6105.4489 | 26737.2825 | [7 empty] | 26737.2825
CLMWM047 | C0053923 | Water Main |  | Unknown | 450 |  | WM450 |  | 26.5974 |  | 0 | 1163.0715 | 30934.6774 | 1 | 30934.6774 | 13% | 34956.1854 |  | 34956.1854 | Y | [7 empty] | 6105.4489 | [7 empty] | 6105.4489 | 34956.1854 | [7 empty] | 34956.1854
CLMWM048 | C0052685 | Water Main |  | Unknown | 375 |  | WM375 |  | 26.9848 |  | 0 | 900.7759 | 24307.2584 | 1 | 24307.2584 | 13% | 27467.202 |  | 27467.202 | Y | [7 empty] | 6105.4489 | [7 empty] | 6105.4489 | 27467.202 | [7 empty] | 27467.202
CLMWM049 | C0052532 | Water Main |  | Unknown | 375 |  | WM375 |  | 27.3142 |  | 0 | 900.7759 | 24603.974 | 1 | 24603.974 | 13% | 27802.4906 |  | 27802.4906 | Y | [7 empty] | 6105.4489 | [7 empty] | 6105.4489 | 27802.4906 | [7 empty] | 27802.4906
CLMWM052 | C0009215 | Water Main |  | Unknown | 450 |  | WM450 |  | 28.7333 |  | 0 | 1163.0715 | 33418.8818 | 1 | 33418.8818 | 13% | 37763.3364 |  | 37763.3364 | Y | [7 empty] | 6105.4489 | [7 empty] | 6105.4489 | 37763.3364 | [7 empty] | 37763.3364
CLMWM053 | C0016424 | Water Main |  | Unknown | 375 |  | WM375 |  | 29.8018 |  | 0 | 900.7759 | 26844.7442 | 1 | 26844.7442 | 13% | 30334.561 |  | 30334.561 | Y | [7 empty] | 6105.4489 | [7 empty] | 6105.4489 | 30334.561 | [7 empty] | 30334.561
CLMWM054 | C0052683 | Water Main |  | Unknown | 375 |  | WM375 |  | 30.3524 |  | 0 | 900.7759 | 27340.7114 | 1 | 27340.7114 | 13% | 30895.0039 |  | 30895.0039 | Y | [7 empty] | 6105.4489 | [7 empty] | 6105.4489 | 30895.0039 | [7 empty] | 30895.0039
CLMWM055 | C0052684 | Water Main |  | Unknown | 375 |  | WM375 |  | 30.4505 |  | 0 | 900.7759 | 27429.0776 | 1 | 27429.0776 | 13% | 30994.8576 |  | 30994.8576 | Y | [7 empty] | 6105.4489 | [7 empty] | 6105.4489 | 30994.8576 | [7 empty] | 30994.8576
CLMWM057 | C0052598 | Water Main |  | Unknown | 225 |  | WM225 |  | 30.8007 |  | 0 | 430.4198 | 13257.2318 | 1 | 13257.2318 | 13% | 14980.6719 |  | 14980.6719 | Y | [7 empty] | 6105.4489 | [7 empty] | 6105.4489 | 14980.6719 | [7 empty] | 14980.6719
CLMWM058 | C0052635 | Water Main |  | Unknown | 225 |  | WM225 |  | 31.5281 |  | 0 | 430.4198 | 13570.3192 | 1 | 13570.3192 | 13% | 15334.4607 |  | 15334.4607 | Y | [7 empty] | 6105.4489 | [7 empty] | 6105.4489 | 15334.4607 | [7 empty] | 15334.4607
CLMWM060 | C0052691 | Water Main |  | Unknown | 225 |  | WM225 |  | 34.2903 |  | 0 | 430.4198 | 14759.2248 | 1 | 14759.2248 | 13% | 16677.924 |  | 16677.924 | Y | [7 empty] | 6105.4489 | [7 empty] | 6105.4489 | 16677.924 | [7 empty] | 16677.924
CLMWM062 | #N/A | Water Main |  | Unknown | 375 |  | WM375 |  | 36.0638 |  | 0 | 900.7759 | 32485.4031 | 1 | 32485.4031 | 13% | 36708.5055 |  | 36708.5055 | Y | [7 empty] | 6105.4489 | [7 empty] | 6105.4489 | 36708.5055 | [7 empty] | 36708.5055
CLMWM063 | C0017443 | Water Main |  | Unknown | 450 |  | WM450 |  | 36.5297 |  | 0 | 1163.0715 | 42486.6523 | 1 | 42486.6523 | 13% | 48009.917 |  | 48009.917 | Y | [7 empty] | 6105.4489 | [7 empty] | 6105.4489 | 48009.917 | [7 empty] | 48009.917
CLMWM064 | C0052650 | Water Main |  | Unknown | 375 |  | WM375 |  | 37.1837 |  | 0 | 900.7759 | 33494.1821 | 1 | 33494.1821 | 13% | 37848.4257 |  | 37848.4257 | Y | [7 empty] | 6105.4489 | [7 empty] | 6105.4489 | 37848.4257 | [7 empty] | 37848.4257
CLMWM068 | C0018293 | Water Main |  | Unknown | 225 |  | WM225 |  | 40.0577 |  | 0 | 430.4198 | 17241.6281 | 1 | 17241.6281 | 13% | 19483.0398 |  | 19483.0398 | Y | [7 empty] | 6105.4489 | [7 empty] | 6105.4489 | 19483.0398 | [7 empty] | 19483.0398
CLMWM069 | C0016422 | Water Main |  | Unknown | 375 |  | WM375 |  | 40.7029 |  | 0 | 900.7759 | 36664.1927 | 1 | 36664.1927 | 13% | 41430.5378 |  | 41430.5378 | Y | [7 empty] | 6105.4489 | [7 empty] | 6105.4489 | 41430.5378 | [7 empty] | 41430.5378
CLMWM070 | #N/A | Water Main |  | Unknown | 225 |  | WM225 |  | 41.4135 |  | 0 | 430.4198 | 17825.1913 | 1 | 17825.1913 | 13% | 20142.4662 |  | 20142.4662 | Y | [7 empty] | 6105.4489 | [7 empty] | 6105.4489 | 20142.4662 | [7 empty] | 20142.4662
CLMWM072 | #N/A | Water Main |  | Unknown | 225 |  | WM225 |  | 46.6253 |  | 0 | 430.4198 | 20068.4533 | 1 | 20068.4533 | 13% | 22677.3523 |  | 22677.3523 | Y | [7 empty] | 6105.4489 | [7 empty] | 6105.4489 | 22677.3523 | [7 empty] | 22677.3523
CLMWM076 | C0052710 | Water Main |  | Unknown | 225 |  | WM225 |  | 51.3745 |  | 0 | 430.4198 | 22112.6031 | 1 | 22112.6031 | 13% | 24987.2416 |  | 24987.2416 | Y | [7 empty] | 6105.4489 | [7 empty] | 6105.4489 | 24987.2416 | [7 empty] | 24987.2416
CLMWM078 | C0009079 | Water Main |  | Unknown | 375 |  | WM375 |  | 53.4615 |  | 0 | 900.7759 | 48156.8326 | 1 | 48156.8326 | 13% | 54417.2208 |  | 54417.2208 | Y | [7 empty] | 6105.4489 | [7 empty] | 6105.4489 | 54417.2208 | [7 empty] | 54417.2208
CLMWM079 | C0016580 | Water Main |  | Unknown | 375 |  | WM375 |  | 55.3197 |  | 0 | 900.7759 | 49830.6544 | 1 | 49830.6544 | 13% | 56308.6395 |  | 56308.6395 | Y | [7 empty] | 6105.4489 | [7 empty] | 6105.4489 | 56308.6395 | [7 empty] | 56308.6395
CLMWM082 | C0052632 | Water Main |  | Unknown | 225 |  | WM225 |  | 58.6428 |  | 0 | 430.4198 | 25241.0235 | 1 | 25241.0235 | 13% | 28522.3566 |  | 28522.3566 | Y | [7 empty] | 6105.4489 | [7 empty] | 6105.4489 | 28522.3566 | [7 empty] | 28522.3566
CLMWM084 | C0052944 | Water Main |  | Unknown | 450 |  | WM450 |  | 67.1417 |  | 0 | 1163.0715 | 78090.5964 | 1 | 78090.5964 | 13% | 88242.3739 |  | 88242.3739 | Y | [7 empty] | 6105.4489 | [7 empty] | 6105.4489 | 88242.3739 | [7 empty] | 88242.3739
CLMWM085 | C0016581 | Water Main |  | Unknown | 375 |  | WM375 |  | 68.4548 |  | 0 | 900.7759 | 61662.4364 | 1 | 61662.4364 | 13% | 69678.5531 |  | 69678.5531 | Y | [7 empty] | 6105.4489 | [7 empty] | 6105.4489 | 69678.5531 | [7 empty] | 69678.5531
CLMWM086 | C0016425 | Water Main |  | Unknown | 375 |  | WM375 |  | 68.6999 |  | 0 | 900.7759 | 61883.2166 | 1 | 61883.2166 | 13% | 69928.0347 |  | 69928.0347 | Y | [7 empty] | 6105.4489 | [7 empty] | 6105.4489 | 69928.0347 | [7 empty] | 69928.0347
CLMWM087 | C0009080 | Water Main |  | Unknown | 375 |  | WM375 |  | 69.3709 |  | 0 | 900.7759 | 62487.6372 | 1 | 62487.6372 | 13% | 70611.03 |  | 70611.03 | Y | [7 empty] | 6105.4489 | [7 empty] | 6105.4489 | 70611.03 | [7 empty] | 70611.03
CLMWM088 | C0052526 | Water Main |  | Unknown | 375 |  | WM375 |  | 69.7499 |  | 0 | 900.7759 | 62829.0313 | 1 | 62829.0313 | 13% | 70996.8054 |  | 70996.8054 | Y | [7 empty] | 6105.4489 | [7 empty] | 6105.4489 | 70996.8054 | [7 empty] | 70996.8054
CLMWM089 | C0052596 | Water Main |  | Unknown | 225 |  | WM225 |  | 73.9331 |  | 0 | 430.4198 | 31822.2717 | 1 | 31822.2717 | 13% | 35959.1671 |  | 35959.1671 | Y | [7 empty] | 6105.4489 | [7 empty] | 6105.4489 | 35959.1671 | [7 empty] | 35959.1671
CLMWM090 | C0009188 | Water Main |  | Unknown | 375 |  | WM375 |  | 76.5819 |  | 0 | 900.7759 | 68983.1325 | 1 | 68983.1325 | 13% | 77950.9397 |  | 77950.9397 | Y | [7 empty] | 6105.4489 | [7 empty] | 6105.4489 | 77950.9397 | [7 empty] | 77950.9397
CLMWM091 | C0052525 | Water Main |  | Unknown | 375 |  | WM375 |  | 79.0605 |  | 0 | 900.7759 | 71215.7957 | 1 | 71215.7957 | 13% | 80473.8491 |  | 80473.8491 | Y | [7 empty] | 6105.4489 | [7 empty] | 6105.4489 | 80473.8491 | [7 empty] | 80473.8491
CLMWM092 | #N/A | Water Main |  | Unknown | 225 |  | WM225 |  | 85.3867 |  | 0 | 430.4198 | 36752.1282 | 1 | 36752.1282 | 13% | 41529.9049 |  | 41529.9049 | Y | [7 empty] | 6105.4489 | [7 empty] | 6105.4489 | 41529.9049 | [7 empty] | 41529.9049
CLMWM093 | C0052524 | Water Main |  | Unknown | 375 |  | WM375 |  | 87.1735 |  | 0 | 900.7759 | 78523.7908 | 1 | 78523.7908 | 13% | 88731.8836 |  | 88731.8836 | Y | [7 empty] | 6105.4489 | [7 empty] | 6105.4489 | 88731.8836 | [7 empty] | 88731.8836
CLMWM094 | C0052198 | Water Main |  | UPVC | 225 |  | WMuPVC225 |  | 66.5662 |  | 0 | 430.4198 | 28651.412 | 1 | 28651.412 | 13% | 32376.0955 |  | 32376.0955 | Y | [7 empty] | 6105.4489 | [7 empty] | 6105.4489 | 32376.0955 | [7 empty] | 32376.0955
CLMWM095 | C0052723 | Water Main |  | Unknown | 225 |  | WM225 |  | 89.7296 |  | 0 | 430.4198 | 38621.3985 | 1 | 38621.3985 | 13% | 43642.1803 |  | 43642.1803 | Y | [7 empty] | 6105.4489 | [7 empty] | 6105.4489 | 43642.1803 | [7 empty] | 43642.1803
CLMWM097 | C0052172 | Water Main |  | Unknown | 225 |  | WM225 |  | 100.247 |  | 0 | 430.4198 | 43148.2959 | 1 | 43148.2959 | 13% | 48757.5744 |  | 48757.5744 | Y | [7 empty] | 6105.4489 | [7 empty] | 6105.4489 | 48757.5744 | [7 empty] | 48757.5744
CLMWM098 | C0052724 | Water Main |  | Unknown | 225 |  | WM225 |  | 100.562 |  | 0 | 430.4198 | 43283.8781 | 1 | 43283.8781 | 13% | 48910.7823 |  | 48910.7823 | Y | [7 empty] | 6105.4489 | [7 empty] | 6105.4489 | 48910.7823 | [7 empty] | 48910.7823
CLMWM099 | C0052828 | Water Main |  | Unknown | 150 |  | WM150 |  | 109.955 |  | 0 | 223.8044 | 24608.4141 | 1 | 24608.4141 | 13% | 27807.5079 |  | 27807.5079 | Y | [7 empty] | 6105.4489 | [7 empty] | 6105.4489 | 27807.5079 | [7 empty] | 27807.5079
CLMWM100 | C0052859 | Water Main |  | Unknown | 375 |  | WM375 |  | 113.642 |  | 0 | 900.7759 | 102365.9786 | 1 | 102365.9786 | 13% | 115673.5559 |  | 115673.5559 | Y | [7 empty] | 6105.4489 | [7 empty] | 6105.4489 | 115673.5559 | [7 empty] | 115673.5559
CLMWM103 | C0052722 | Water Main |  | Unknown | 225 |  | WM225 |  | 120.451 |  | 0 | 430.4198 | 51844.498 | 1 | 51844.498 | 13% | 58584.2827 |  | 58584.2827 | Y | [7 empty] | 6105.4489 | [7 empty] | 6105.4489 | 58584.2827 | [7 empty] | 58584.2827
CLMWM104 | C0052935 | Water Main |  | Unknown | 375 |  | WM375 |  | 122.703 |  | 0 | 900.7759 | 110527.9094 | 1 | 110527.9094 | 13% | 124896.5376 |  | 124896.5376 | Y | [7 empty] | 6105.4489 | [7 empty] | 6105.4489 | 124896.5376 | [7 empty] | 124896.5376
CLMWM105 | C0052807 | Water Main |  | Unknown | 375 |  | WM375 |  | 127.622 |  | 0 | 900.7759 | 114958.8262 | 1 | 114958.8262 | 13% | 129903.4736 |  | 129903.4736 | Y | [7 empty] | 6105.4489 | [7 empty] | 6105.4489 | 129903.4736 | [7 empty] | 129903.4736
CLMWM106 | C0016582 | Water Main |  | Unknown | 375 |  | WM375 |  | 164.911 |  | 0 | 900.7759 | 148547.86 | 1 | 148547.86 | 13% | 167859.0818 |  | 167859.0818 | Y | [7 empty] | 6105.4489 | [7 empty] | 6105.4489 | 167859.0818 | [7 empty] | 167859.0818
CLMWM107 | C0009128 | Water Main |  | Unknown | 225 |  | WM225 |  | 176.191 |  | 0 | 430.4198 | 75836.0989 | 1 | 75836.0989 | 13% | 85694.7917 |  | 85694.7917 | Y | [7 empty] | 6105.4489 | [7 empty] | 6105.4489 | 85694.7917 | [7 empty] | 85694.7917
CLMWM108 | C0052725 | Water Main |  | Unknown | 225 |  | WM225 |  | 176.492 |  | 0 | 430.4198 | 75965.6552 | 1 | 75965.6552 | 13% | 85841.1904 |  | 85841.1904 | Y | [7 empty] | 6105.4489 | [7 empty] | 6105.4489 | 85841.1904 | [7 empty] | 85841.1904
CLMWM110 | C0018331 | Water Main |  | Unknown | 375 |  | WM375 |  | 212.585 |  | 0 | 900.7759 | 191491.4518 | 1 | 191491.4518 | 13% | 216385.3406 |  | 216385.3406 | Y | [7 empty] | 6105.4489 | [7 empty] | 6105.4489 | 216385.3406 | [7 empty] | 216385.3406
CLMWM111 | C0009171 | Water Main |  | Unknown | 225 |  | WM225 |  | 216.518 |  | 0 | 430.4198 | 93193.639 | 1 | 93193.639 | 13% | 105308.8121 |  | 105308.8121 | Y | [7 empty] | 6105.4489 | [7 empty] | 6105.4489 | 105308.8121 | [7 empty] | 105308.8121
CLMWM112 | C0010452 | Water Main |  | Unknown | 225 |  | WM225 |  | 233.868 |  | 0 | 430.4198 | 100661.4229 | 1 | 100661.4229 | 13% | 113747.4079 |  | 113747.4079 | Y | [7 empty] | 6105.4489 | [7 empty] | 6105.4489 | 113747.4079 | [7 empty] | 113747.4079
CLMWM113 | C0052693 | Water Main |  | Unknown | 225 |  | WM225 |  | 239.809 |  | 0 | 430.4198 | 103218.5471 | 1 | 103218.5471 | 13% | 116636.9582 |  | 116636.9582 | Y | [7 empty] | 6105.4489 | [7 empty] | 6105.4489 | 116636.9582 | [7 empty] | 116636.9582
CLMWM114 | C0052636 | Water Main |  | Unknown | 225 |  | WM225 |  | 242.41 |  | 0 | 430.4198 | 104338.069 | 1 | 104338.069 | 13% | 117902.018 |  | 117902.018 | Y | [7 empty] | 6105.4489 | [7 empty] | 6105.4489 | 117902.018 | [7 empty] | 117902.018
CLMWM116 | C0052743 | Water Main |  | Unknown | 225 |  | WM225 |  | 338.868 |  | 0 | 430.4198 | 145855.5042 | 1 | 145855.5042 | 13% | 164816.7198 |  | 164816.7198 | Y | [7 empty] | 6105.4489 | [7 empty] | 6105.4489 | 164816.7198 | [7 empty] | 164816.7198
CLMWM121 | C0010455 | Water Main |  | Unknown | 225 |  | WM225 |  | 522.495 |  | 0 | 430.4198 | 224892.2049 | 1 | 224892.2049 | 13% | 254128.1915 |  | 254128.1915 | Y | [7 empty] | 6105.4489 | [7 empty] | 6105.4489 | 254128.1915 | [7 empty] | 254128.1915
CLMWM126 | #N/A | Water Main |  | Unknown | 225 |  | WM225 |  | 9.2154 |  | 0 | 430.4198 | 3966.4908 | 1 | 3966.4908 | 13% | 4482.1346 |  | 4482.1346 | Y | [7 empty] | 6105.4489 | [7 empty] | 6105.4489 | 4482.1346 | [7 empty] | 4482.1346
CLMWM127 | C0009194 | Water Main |  | Unknown | 150 |  | WM150 |  | 10.6708 |  | 0 | 223.8044 | 2388.1721 | 1 | 2388.1721 | 13% | 2698.6345 |  | 2698.6345 | Y | [7 empty] | 6105.4489 | [7 empty] | 6105.4489 | 2698.6345 | [7 empty] | 2698.6345
CLMWM128 | C0009194 | Water Main |  | Unknown | 150 |  | WM150 |  | 93.2745 |  | 0 | 223.8044 | 20875.2446 | 1 | 20875.2446 | 13% | 23589.0264 |  | 23589.0264 | Y | [7 empty] | 6105.4489 | [7 empty] | 6105.4489 | 23589.0264 | [7 empty] | 23589.0264
CLMWM129 | #N/A | Water Main |  | Unknown | 375 |  | WM375 |  | 14.0946 |  | 0 | 900.7759 | 12696.0765 | 1 | 12696.0765 | 13% | 14346.5664 |  | 14346.5664 | Y | [7 empty] | 6105.4489 | [7 empty] | 6105.4489 | 14346.5664 | [7 empty] | 14346.5664
CLMWM130 | #N/A | Water Main |  | Unknown | 375 |  | WM375 |  | 2.5032 |  | 0 | 900.7759 | 2254.8223 | 1 | 2254.8223 | 13% | 2547.9492 |  | 2547.9492 | Y | [7 empty] | 6105.4489 | [7 empty] | 6105.4489 | 2547.9492 | [7 empty] | 2547.9492
CLMWM133 | C0052801 | Water Main |  | Unknown | 225 |  | WM225 |  | 59.0673 |  | 0 | 430.4198 | 25423.7368 | 1 | 25423.7368 | 13% | 28728.8225 |  | 28728.8225 | Y | [7 empty] | 6105.4489 | [7 empty] | 6105.4489 | 28728.8225 | [7 empty] | 28728.8225
CLMWM134 | C0052801 | Water Main |  | Unknown | 225 |  | WM225 |  | 51.5023 |  | 0 | 430.4198 | 22167.6108 | 1 | 22167.6108 | 13% | 25049.4002 |  | 25049.4002 | Y | [7 empty] | 6105.4489 | [7 empty] | 6105.4489 | 25049.4002 | [7 empty] | 25049.4002
CLMWM135 | C0052711 | Water Main |  | Unknown | 225 |  | WM225 |  | 6.0031 |  | 0 | 430.4198 | 2583.8403 | 1 | 2583.8403 | 13% | 2919.7396 |  | 2919.7396 | Y | [7 empty] | 6105.4489 | [7 empty] | 6105.4489 | 2919.7396 | [7 empty] | 2919.7396
CLMWM136 | C0052710 | Water Main |  | Unknown | 225 |  | WM225 |  | 87.8195 |  | 0 | 430.4198 | 37799.2536 | 1 | 37799.2536 | 13% | 42713.1565 |  | 42713.1565 | Y | [7 empty] | 6105.4489 | [7 empty] | 6105.4489 | 42713.1565 | [7 empty] | 42713.1565
CLMWM137 | C0052689 | Water Main |  | Unknown | 225 |  | WM225 |  | 13.4132 |  | 0 | 430.4198 | 5773.3072 | 1 | 5773.3072 | 13% | 6523.8371 |  | 6523.8371 | Y | [7 empty] | 6105.4489 | [7 empty] | 6105.4489 | 6523.8371 | [7 empty] | 6523.8371
CLMWM138 | C0052691 | Water Main |  | Unknown | 225 |  | WM225 |  | 92.7443 |  | 0 | 430.4198 | 39918.9851 | 1 | 39918.9851 | 13% | 45108.4532 |  | 45108.4532 | Y | [7 empty] | 6105.4489 | [7 empty] | 6105.4489 | 45108.4532 | [7 empty] | 45108.4532
CLMWM143 | C0052936 | Water Main |  | Unknown | 375 |  | WM375 |  | 20.0504 |  | 0 | 900.7759 | 18060.9178 | 1 | 18060.9178 | 13% | 20408.8371 |  | 20408.8371 | Y | [7 empty] | 6105.4489 | [7 empty] | 6105.4489 | 20408.8371 | [7 empty] | 20408.8371
CLMWM144 | C0052688 | Water Main |  | Unknown | 375 |  | WM375 |  | 2.429 |  | 0 | 900.7759 | 2187.9757 | 1 | 2187.9757 | 13% | 2472.4126 |  | 2472.4126 | Y | [7 empty] | 6105.4489 | [7 empty] | 6105.4489 | 2472.4126 | [7 empty] | 2472.4126
CLMWM145 | C0052688 | Water Main |  | Unknown | 375 |  | WM375 |  | 2.8437 |  | 0 | 900.7759 | 2561.5726 | 1 | 2561.5726 | 13% | 2894.577 |  | 2894.577 | Y | [7 empty] | 6105.4489 | [7 empty] | 6105.4489 | 2894.577 | [7 empty] | 2894.577
CLMWM147 | C0009125 | Water Main |  | Unknown | 200 |  | WM200 |  | 25.5953 |  | 0 | 336.6376 | 8616.3411 | 1 | 8616.3411 | 13% | 9736.4655 |  | 9736.4655 | Y | [7 empty] | 6105.4489 | [7 empty] | 6105.4489 | 9736.4655 | [7 empty] | 9736.4655
CLMWM148 | C0052649 | Water Main |  | Unknown | 375 |  | WM375 |  | 10.0286 |  | 0 | 900.7759 | 9033.5215 | 1 | 9033.5215 | 13% | 10207.8793 |  | 10207.8793 | Y | [7 empty] | 6105.4489 | [7 empty] | 6105.4489 | 10207.8793 | [7 empty] | 10207.8793
CLMWM149 | C0052648 | Water Main |  | Unknown | 375 |  | WM375 |  | 8.3578 |  | 0 | 900.7759 | 7528.5141 | 1 | 7528.5141 | 13% | 8507.2209 |  | 8507.2209 | Y | [7 empty] | 6105.4489 | [7 empty] | 6105.4489 | 8507.2209 | [7 empty] | 8507.2209
CLMWM150 | C0052858 | Water Main |  | Unknown | 375 |  | WM375 |  | 17.2714 |  | 0 | 900.7759 | 15557.6615 | 1 | 15557.6615 | 13% | 17580.1574 |  | 17580.1574 | Y | [7 empty] | 6105.4489 | [7 empty] | 6105.4489 | 17580.1574 | [7 empty] | 17580.1574
CLMWM156 | C0052714 | Water Main |  | Unknown | 225 |  | WM225 |  | 32.4816 |  | 0 | 430.4198 | 13980.7245 | 1 | 13980.7245 | 13% | 15798.2187 |  | 15798.2187 | Y | [7 empty] | 6105.4489 | [7 empty] | 6105.4489 | 15798.2187 | [7 empty] | 15798.2187
CLMWM159 | C0052858 | Water Main |  | Unknown | 375 |  | WM375 |  | 19.5382 |  | 0 | 900.7759 | 17599.5403 | 1 | 17599.5403 | 13% | 19887.4806 |  | 19887.4806 | Y | [7 empty] | 6105.4489 | [7 empty] | 6105.4489 | 19887.4806 | [7 empty] | 19887.4806
CLMWM160 | C0052858 | Water Main |  | Unknown | 375 |  | WM375 |  | 58.6778 |  | 0 | 900.7759 | 52855.5501 | 1 | 52855.5501 | 13% | 59726.7716 |  | 59726.7716 | Y | [7 empty] | 6105.4489 | [7 empty] | 6105.4489 | 59726.7716 | [7 empty] | 59726.7716
CLMWM161 | #N/A | Water Main |  | Unknown | 375 |  | WM375 |  | 3.3411 |  | 0 | 900.7759 | 3009.6095 | 1 | 3009.6095 | 13% | 3400.8587 |  | 3400.8587 | Y | [7 empty] | 6105.4489 | [7 empty] | 6105.4489 | 3400.8587 | [7 empty] | 3400.8587
CLMWM162 | C0009188 | Water Main |  | Unknown | 375 |  | WM375 |  | 18.8226 |  | 0 | 900.7759 | 16954.9451 | 1 | 16954.9451 | 13% | 19159.0879 |  | 19159.0879 | Y | [7 empty] | 6105.4489 | [7 empty] | 6105.4489 | 19159.0879 | [7 empty] | 19159.0879
CLMWM163 | C0052649 | Water Main |  | Unknown | 375 |  | WM375 |  | 12.1211 |  | 0 | 900.7759 | 10918.3952 | 1 | 10918.3952 | 13% | 12337.7865 |  | 12337.7865 | Y | [7 empty] | 6105.4489 | [7 empty] | 6105.4489 | 12337.7865 | [7 empty] | 12337.7865
CLMWM164 | C0052649 | Water Main |  | Unknown | 375 |  | WM375 |  | 65.254 |  | 0 | 900.7759 | 58779.2328 | 1 | 58779.2328 | 13% | 66420.533 |  | 66420.533 | Y | [7 empty] | 6105.4489 | [7 empty] | 6105.4489 | 66420.533 | [7 empty] | 66420.533
CLMWM167 | C0009193 | Water Main |  | Unknown | 150 |  | WM150 |  | 96.2208 |  | 0 | 223.8044 | 21534.6395 | 1 | 21534.6395 | 13% | 24334.1427 |  | 24334.1427 | Y | [7 empty] | 6105.4489 | [7 empty] | 6105.4489 | 24334.1427 | [7 empty] | 24334.1427
CLMWM168 | C0009193 | Water Main |  | Unknown | 150 |  | WM150 |  | 31.1215 |  | 0 | 223.8044 | 6965.129 | 1 | 6965.129 | 13% | 7870.5958 |  | 7870.5958 | Y | [7 empty] | 6105.4489 | [7 empty] | 6105.4489 | 7870.5958 | [7 empty] | 7870.5958
CLMWM169 | #N/A | Water Main |  | Unknown | 225 |  | WM225 |  | 76.4689 |  | 0 | 430.4198 | 32913.7303 | 1 | 32913.7303 | 13% | 37192.5153 |  | 37192.5153 | Y | [7 empty] | 6105.4489 | [7 empty] | 6105.4489 | 37192.5153 | [7 empty] | 37192.5153
CLMWM170 | #N/A | Water Main |  | Unknown | 225 |  | WM225 |  | 72.7649 |  | 0 | 430.4198 | 31319.4553 | 1 | 31319.4553 | 13% | 35390.9845 |  | 35390.9845 | Y | [7 empty] | 6105.4489 | [7 empty] | 6105.4489 | 35390.9845 | [7 empty] | 35390.9845
CLMWM174 | C0052651 | Water Main |  | Unknown | 375 |  | WM375 |  | 6.6396 |  | 0 | 900.7759 | 5980.7919 | 1 | 5980.7919 | 13% | 6758.2948 |  | 6758.2948 | Y | [7 empty] | 6105.4489 | [7 empty] | 6105.4489 | 6758.2948 | [7 empty] | 6758.2948
CLMWM175 | C0052652 | Water Main |  | Unknown | 375 |  | WM375 |  | 11.2363 |  | 0 | 900.7759 | 10121.3886 | 1 | 10121.3886 | 13% | 11437.1691 |  | 11437.1691 | Y | [7 empty] | 6105.4489 | [7 empty] | 6105.4489 | 11437.1691 | [7 empty] | 11437.1691
CLMWM178 | C0009065 | Water Main |  | Unknown | 200 |  | WM200 |  | 119.648 |  | 0 | 336.6376 | 40278.0192 | 1 | 40278.0192 | 13% | 45514.1617 |  | 45514.1617 | Y | [7 empty] | 6105.4489 | [7 empty] | 6105.4489 | 45514.1617 | [7 empty] | 45514.1617
CLMWM179 | C0009068 | Water Main |  | Unknown | 200 |  | WM200 |  | 133.526 |  | 0 | 336.6376 | 44949.8763 | 1 | 44949.8763 | 13% | 50793.3602 |  | 50793.3602 | Y | [7 empty] | 6105.4489 | [7 empty] | 6105.4489 | 50793.3602 | [7 empty] | 50793.3602
CLMWM180 | C0009064 | Water Main |  | Unknown | 200 |  | WM200 |  | 75.84 |  | 0 | 336.6376 | 25530.5979 | 1 | 25530.5979 | 13% | 28849.5756 |  | 28849.5756 | Y | [7 empty] | 6105.4489 | [7 empty] | 6105.4489 | 28849.5756 | [7 empty] | 28849.5756
CLMWM181 | #N/A | Water Main |  | Unknown | 225 |  | WM225 |  | 32.9375 |  | 0 | 430.4198 | 14176.9529 | 1 | 14176.9529 | 13% | 16019.9568 |  | 16019.9568 | Y | [7 empty] | 6105.4489 | [7 empty] | 6105.4489 | 16019.9568 | [7 empty] | 16019.9568
CLMWM182 | #N/A | Water Main |  | Unknown | 225 |  | WM225 |  | 20.6835 |  | 0 | 430.4198 | 8902.5884 | 1 | 8902.5884 | 13% | 10059.9249 |  | 10059.9249 | Y | [7 empty] | 6105.4489 | [7 empty] | 6105.4489 | 10059.9249 | [7 empty] | 10059.9249
CLMWM185 | #N/A | Water Main |  | Unknown | 225 |  | WM225 |  | 19.591 |  | 0 | 430.4198 | 8432.3547 | 1 | 8432.3547 | 13% | 9528.5608 |  | 9528.5608 | Y | [7 empty] | 6105.4489 | [7 empty] | 6105.4489 | 9528.5608 | [7 empty] | 9528.5608
CLMWM186 | C0009203 | Water Main |  | Unknown | 225 |  | WM225 |  | 110.585 |  | 0 | 430.4198 | 47597.976 | 1 | 47597.976 | 13% | 53785.7129 |  | 53785.7129 | Y | [7 empty] | 6105.4489 | [7 empty] | 6105.4489 | 53785.7129 | [7 empty] | 53785.7129
CLMWM187 | #N/A | Water Main |  | Unknown | 225 |  | WM225 |  | 8.1334 |  | 0 | 430.4198 | 3500.7723 | 1 | 3500.7723 | 13% | 3955.8727 |  | 3955.8727 | Y | [7 empty] | 6105.4489 | [7 empty] | 6105.4489 | 3955.8727 | [7 empty] | 3955.8727
CLMWM188 | C0052931 | Water Main |  | Unknown | 225 |  | WM225 |  | 17.9694 |  | 0 | 430.4198 | 7734.3859 | 1 | 7734.3859 | 13% | 8739.8561 |  | 8739.8561 | Y | [7 empty] | 6105.4489 | [7 empty] | 6105.4489 | 8739.8561 | [7 empty] | 8739.8561
CLMWM189 | C0009065 | Water Main |  | Unknown | 200 |  | WM200 |  | 11.0707 |  | 0 | 336.6376 | 3726.8142 | 1 | 3726.8142 | 13% | 4211.3001 |  | 4211.3001 | Y | [7 empty] | 6105.4489 | [7 empty] | 6105.4489 | 4211.3001 | [7 empty] | 4211.3001
CLMWM194 | #N/A | Water Main |  | Unknown | 225 |  | WM225 |  | 59.4445 |  | 0 | 430.4198 | 25586.0911 | 1 | 25586.0911 | 13% | 28912.283 |  | 28912.283 | Y | [7 empty] | 6105.4489 | [7 empty] | 6105.4489 | 28912.283 | [7 empty] | 28912.283
CLMWM195 | #N/A | Water Main |  | Unknown | 225 |  | WM225 |  | 39.003 |  | 0 | 430.4198 | 16787.6643 | 1 | 16787.6643 | 13% | 18970.0607 |  | 18970.0607 | Y | [7 empty] | 6105.4489 | [7 empty] | 6105.4489 | 18970.0607 | [7 empty] | 18970.0607
CLMWM196 | C0052722 | Water Main |  | Unknown | 225 |  | WM225 |  | 99.6077 |  | 0 | 430.4198 | 42873.1285 | 1 | 42873.1285 | 13% | 48446.6352 |  | 48446.6352 | Y | [7 empty] | 6105.4489 | [7 empty] | 6105.4489 | 48446.6352 | [7 empty] | 48446.6352
CLMWM197 | #N/A | Water Main |  | Unknown | 225 |  | WM225 |  | 9.7671 |  | 0 | 430.4198 | 4203.9362 | 1 | 4203.9362 | 13% | 4750.4479 |  | 4750.4479 | Y | [7 empty] | 6105.4489 | [7 empty] | 6105.4489 | 4750.4479 | [7 empty] | 4750.4479
CLMWM199 | C0052723 | Water Main |  | Unknown | 225 |  | WM225 |  | 79.2247 |  | 0 | 430.4198 | 34099.8813 | 1 | 34099.8813 | 13% | 38532.8658 |  | 38532.8658 | Y | [7 empty] | 6105.4489 | [7 empty] | 6105.4489 | 38532.8658 | [7 empty] | 38532.8658
CLMWM200 | C0010654 | Water Main |  | Unknown | 225 |  | WM225 |  | 61.6894 |  | 0 | 430.4198 | 26552.3406 | 1 | 26552.3406 | 13% | 30004.1448 |  | 30004.1448 | Y | [7 empty] | 6105.4489 | [7 empty] | 6105.4489 | 30004.1448 | [7 empty] | 30004.1448
CLMWM201 | C0010654 | Water Main |  | Unknown | 225 |  | WM225 |  | 270.93 |  | 0 | 430.4198 | 116613.6424 | 1 | 116613.6424 | 13% | 131773.4159 |  | 131773.4159 | Y | [7 empty] | 6105.4489 | [7 empty] | 6105.4489 | 131773.4159 | [7 empty] | 131773.4159
CLMWM203 | C0009194 | Water Main |  | Unknown | 150 |  | WM150 |  | 24.2012 |  | 0 | 223.8044 | 5416.3353 | 1 | 5416.3353 | 13% | 6120.4589 |  | 6120.4589 | Y | [7 empty] | 6105.4489 | [7 empty] | 6105.4489 | 6120.4589 | [7 empty] | 6120.4589
CLMWM204 | C0009195 | Water Main |  | Unknown | 150 |  | WM150 |  | 75.3756 |  | 0 | 223.8044 | 16869.3918 | 1 | 16869.3918 | 13% | 19062.4128 |  | 19062.4128 | Y | [7 empty] | 6105.4489 | [7 empty] | 6105.4489 | 19062.4128 | [7 empty] | 19062.4128
CLMWM205 | C0009195 | Water Main |  | Unknown | 150 |  | WM150 |  | 60.4176 |  | 0 | 223.8044 | 13521.7254 | 1 | 13521.7254 | 13% | 15279.5497 |  | 15279.5497 | Y | [7 empty] | 6105.4489 | [7 empty] | 6105.4489 | 15279.5497 | [7 empty] | 15279.5497
CLMWM206 | C0009195 | Water Main |  | Unknown | 150 |  | WM150 |  | 72.0556 |  | 0 | 223.8044 | 16126.3612 | 1 | 16126.3612 | 13% | 18222.7881 |  | 18222.7881 | Y | [7 empty] | 6105.4489 | [7 empty] | 6105.4489 | 18222.7881 | [7 empty] | 18222.7881
CLMWM207 | C0009195 | Water Main |  | Unknown | 150 |  | WM150 |  | 24.2703 |  | 0 | 223.8044 | 5431.8002 | 1 | 5431.8002 | 13% | 6137.9342 |  | 6137.9342 | Y | [7 empty] | 6105.4489 | [7 empty] | 6105.4489 | 6137.9342 | [7 empty] | 6137.9342
CLMWM208 | C0009196 | Water Main |  | Unknown | 150 |  | WM150 |  | 79.0951 |  | 0 | 223.8044 | 17701.8323 | 1 | 17701.8323 | 13% | 20003.0705 |  | 20003.0705 | Y | [7 empty] | 6105.4489 | [7 empty] | 6105.4489 | 20003.0705 | [7 empty] | 20003.0705
CLMWM209 | #N/A | Water Main |  | Unknown | 150 |  | WM150 |  | 6.2246 |  | 0 | 223.8044 | 1393.0907 | 1 | 1393.0907 | 13% | 1574.1925 |  | 1574.1925 | Y | [7 empty] | 6105.4489 | [7 empty] | 6105.4489 | 1574.1925 | [7 empty] | 1574.1925
CLMWM211 | C0009069 | Water Main |  | Unknown | 200 |  | WM200 |  | 51.8367 |  | 0 | 336.6376 | 17450.1839 | 1 | 17450.1839 | 13% | 19718.7078 |  | 19718.7078 | Y | [7 empty] | 6105.4489 | [7 empty] | 6105.4489 | 19718.7078 | [7 empty] | 19718.7078
CLMWM212 | #N/A | Water Main |  | Unknown | 225 |  | WM225 |  | 108.357 |  | 0 | 430.4198 | 46639.0007 | 1 | 46639.0007 | 13% | 52702.0707 |  | 52702.0707 | Y | [7 empty] | 6105.4489 | [7 empty] | 6105.4489 | 52702.0707 | [7 empty] | 52702.0707
CLMWM213 | #N/A | Water Main |  | Unknown | 225 |  | WM225 |  | 32.9685 |  | 0 | 430.4198 | 14190.2959 | 1 | 14190.2959 | 13% | 16035.0344 |  | 16035.0344 | Y | [7 empty] | 6105.4489 | [7 empty] | 6105.4489 | 16035.0344 | [7 empty] | 16035.0344
CLMWM215 | C0052524 | Water Main |  | Unknown | 375 |  | WM375 |  | 3.0034 |  | 0 | 900.7759 | 2705.4265 | 1 | 2705.4265 | 13% | 3057.1319 |  | 3057.1319 | Y | [7 empty] | 6105.4489 | [7 empty] | 6105.4489 | 3057.1319 | [7 empty] | 3057.1319
CLMWM216 | #N/A | Water Main |  | Unknown | 225 |  | WM225 |  | 205.449 |  | 0 | 430.4198 | 88429.322 | 1 | 88429.322 | 13% | 99925.1339 |  | 99925.1339 | Y | [7 empty] | 6105.4489 | [7 empty] | 6105.4489 | 99925.1339 | [7 empty] | 99925.1339
CLMWM224 | C0018331 | Water Main |  | Unknown | 375 |  | WM375 |  | 2.1467 |  | 0 | 900.7759 | 1933.6507 | 1 | 1933.6507 | 13% | 2185.0252 |  | 2185.0252 | Y | [7 empty] | 6105.4489 | [7 empty] | 6105.4489 | 2185.0252 | [7 empty] | 2185.0252
CLMWM225 | #N/A | Water Main |  | Unknown | 375 |  | WM375 |  | 146.749 |  | 0 | 900.7759 | 132187.9675 | 1 | 132187.9675 | 13% | 149372.4032 |  | 149372.4032 | Y | [7 empty] | 6105.4489 | [7 empty] | 6105.4489 | 149372.4032 | [7 empty] | 149372.4032
CLMWM230 | C0052714 | Water Main |  | Unknown | 225 |  | WM225 |  | 42.8953 |  | 0 | 430.4198 | 18462.9874 | 1 | 18462.9874 | 13% | 20863.1758 |  | 20863.1758 | Y | [7 empty] | 6105.4489 | [7 empty] | 6105.4489 | 20863.1758 | [7 empty] | 20863.1758
CLMWM231 | C0052714 | Water Main |  | Unknown | 225 |  | WM225 |  | 41.4076 |  | 0 | 430.4198 | 17822.6518 | 1 | 17822.6518 | 13% | 20139.5966 |  | 20139.5966 | Y | [7 empty] | 6105.4489 | [7 empty] | 6105.4489 | 20139.5966 | [7 empty] | 20139.5966
CLMWM233 | C0052799 | Water Main |  | Unknown | 225 |  | WM225 |  | 167.698 |  | 0 | 430.4198 | 72180.5433 | 1 | 72180.5433 | 13% | 81564.0139 |  | 81564.0139 | Y | [7 empty] | 6105.4489 | [7 empty] | 6105.4489 | 81564.0139 | [7 empty] | 81564.0139
CLMWM242 | #N/A | Water Main |  | Unknown | 375 |  | WM375 |  | 40.8187 |  | 0 | 900.7759 | 36768.5026 | 1 | 36768.5026 | 13% | 41548.4079 |  | 41548.4079 | Y | [7 empty] | 6105.4489 | [7 empty] | 6105.4489 | 41548.4079 | [7 empty] | 41548.4079
CLMWM243 | C0009036 | Water Main |  | Unknown | 375 |  | WM375 |  | 9.4121 |  | 0 | 900.7759 | 8478.1932 | 1 | 8478.1932 | 13% | 9580.3583 |  | 9580.3583 | Y | [7 empty] | 6105.4489 | [7 empty] | 6105.4489 | 9580.3583 | [7 empty] | 9580.3583
CLMWM255 | C0052652 | Water Main |  | Unknown | 375 |  | WM375 |  | 49.8183 |  | 0 | 900.7759 | 44875.1257 | 1 | 44875.1257 | 13% | 50708.892 |  | 50708.892 | Y | [7 empty] | 6105.4489 | [7 empty] | 6105.4489 | 50708.892 | [7 empty] | 50708.892
CLMWM256 | C0052652 | Water Main |  | Unknown | 375 |  | WM375 |  | 17.7008 |  | 0 | 900.7759 | 15944.4546 | 1 | 15944.4546 | 13% | 18017.2337 |  | 18017.2337 | Y | [7 empty] | 6105.4489 | [7 empty] | 6105.4489 | 18017.2337 | [7 empty] | 18017.2337
CLMWM261 | C0052799 | Water Main |  | Unknown | 225 |  | WM225 |  | 53.6048 |  | 0 | 430.4198 | 23072.5685 | 1 | 23072.5685 | 13% | 26072.0024 |  | 26072.0024 | Y | [7 empty] | 6105.4489 | [7 empty] | 6105.4489 | 26072.0024 | [7 empty] | 26072.0024
CLMWM263 | C0009069 | Water Main |  | Unknown | 200 |  | WM200 |  | 46.3208 |  | 0 | 336.6376 | 15593.3244 | 1 | 15593.3244 | 13% | 17620.4565 |  | 17620.4565 | Y | [7 empty] | 6105.4489 | [7 empty] | 6105.4489 | 17620.4565 | [7 empty] | 17620.4565
CLMWM265 | C0052647 | Water Main |  | Unknown | 375 |  | WM375 |  | 18.7052 |  | 0 | 900.7759 | 16849.194 | 1 | 16849.194 | 13% | 19039.5892 |  | 19039.5892 | Y | [7 empty] | 6105.4489 | [7 empty] | 6105.4489 | 19039.5892 | [7 empty] | 19039.5892
CLMWM266 | C0052857 | Water Main |  | Unknown | 375 |  | WM375 |  | 30.7584 |  | 0 | 900.7759 | 27706.4265 | 1 | 27706.4265 | 13% | 31308.2619 |  | 31308.2619 | Y | [7 empty] | 6105.4489 | [7 empty] | 6105.4489 | 31308.2619 | [7 empty] | 31308.2619
CLMWM273 | #N/A | Water Main |  | Ductile Iron | 375 |  | WMDI375 |  | 0.62229 |  | 0 | 988.6941 | 615.2564 | 1 | 615.2564 | 13% | 695.2398 |  | 695.2398 | Y | [7 empty] | 6105.4489 | [7 empty] | 6105.4489 | 695.2398 | [7 empty] | 695.2398
CLMWM275 | #N/A | Water Main |  | Ductile Iron | 225 |  | WMDI225 |  | 19.6174 |  | 0 | 430.4198 | 8443.7178 | 1 | 8443.7178 | 13% | 9541.4011 |  | 9541.4011 | Y | [7 empty] | 6105.4489 | [7 empty] | 6105.4489 | 9541.4011 | [7 empty] | 9541.4011
CLMWM276 | C0052799 | Water Main |  | Ductile Iron | 225 |  | WMDI225 |  | 23.9586 |  | 0 | 430.4198 | 10312.2563 | 1 | 10312.2563 | 13% | 11652.8497 |  | 11652.8497 | Y | [7 empty] | 6105.4489 | [7 empty] | 6105.4489 | 11652.8497 | [7 empty] | 11652.8497
CLMWM279 | C0010638 | Water Main |  | Ductile Iron | 225 |  | WMDI225 |  | 111.076 |  | 0 | 430.4198 | 47809.3121 | 1 | 47809.3121 | 13% | 54024.5227 |  | 54024.5227 | Y | [7 empty] | 6105.4489 | [7 empty] | 6105.4489 | 54024.5227 | [7 empty] | 54024.5227
CLMWM280 | C0010637 | Water Main |  | Ductile Iron | 225 |  | WMDI225 |  | 131.637 |  | 0 | 430.4198 | 56659.1741 | 1 | 56659.1741 | 13% | 64024.8667 |  | 64024.8667 | Y | [7 empty] | 6105.4489 | [7 empty] | 6105.4489 | 64024.8667 | [7 empty] | 64024.8667
CLMWM281 | C0009064 | Water Main |  | Ductile Iron | 200 |  | WMDI200 |  | 53.6875 |  | 0 | 336.6376 | 18073.2328 | 1 | 18073.2328 | 13% | 20422.7531 |  | 20422.7531 | Y | [7 empty] | 6105.4489 | [7 empty] | 6105.4489 | 20422.7531 | [7 empty] | 20422.7531
CLMWM282 | C0010637 | Water Main |  | Ductile Iron | 225 |  | WMDI225 |  | 110.418 |  | 0 | 430.4198 | 47526.0959 | 1 | 47526.0959 | 13% | 53704.4884 |  | 53704.4884 | Y | [7 empty] | 6105.4489 | [7 empty] | 6105.4489 | 53704.4884 | [7 empty] | 53704.4884
CLMWM288 | C0009239 | Water Main |  | Unknown | 375 |  | WM375 |  | 58.2897 |  | 0 | 900.7759 | 52505.9589 | 1 | 52505.9589 | 13% | 59331.7336 |  | 59331.7336 | Y | [7 empty] | 6105.4489 | [7 empty] | 6105.4489 | 59331.7336 | [7 empty] | 59331.7336
CLMWM289 | C0052859 | Water Main |  | Unknown | 375 |  | WM375 |  | 261.586 |  | 0 | 900.7759 | 235630.3733 | 1 | 235630.3733 | 13% | 266262.3219 |  | 266262.3219 | Y | [7 empty] | 6105.4489 | [7 empty] | 6105.4489 | 266262.3219 | [7 empty] | 266262.3219
CLMWM290 | C0052936 | Water Main |  | Ductile Iron | 375 |  | WMDI375 |  | 8.0093 |  | 0 | 988.6941 | 7918.7677 | 1 | 7918.7677 | 13% | 8948.2075 |  | 8948.2075 | Y | [7 empty] | 6105.4489 | [7 empty] | 6105.4489 | 8948.2075 | [7 empty] | 8948.2075
CLMWM291 | #N/A | Water Main |  | Ductile Iron | 375 |  | WMDI375 |  | 2.0747 |  | 0 | 988.6941 | 2051.2338 | 1 | 2051.2338 | 13% | 2317.8942 |  | 2317.8942 | Y | [7 empty] | 6105.4489 | [7 empty] | 6105.4489 | 2317.8942 | [7 empty] | 2317.8942
CLMWM293 | C0009064 | Water Main |  | Ductile Iron | 200 |  | WMDI200 |  | 56.4327 |  | 0 | 336.6376 | 18997.3704 | 1 | 18997.3704 | 13% | 21467.0286 |  | 21467.0286 | Y | [7 empty] | 6105.4489 | [7 empty] | 6105.4489 | 21467.0286 | [7 empty] | 21467.0286
CLMWM294 | #N/A | Water Main |  | Unknown | 225 |  | WM225 |  | 16.1306 |  | 0 | 430.4198 | 6942.93 | 1 | 6942.93 | 13% | 7845.5109 |  | 7845.5109 | Y | [7 empty] | 6105.4489 | [7 empty] | 6105.4489 | 7845.5109 | [7 empty] | 7845.5109
CLMWM295 | #N/A | Water Main |  | Unknown | 225 |  | WM225 |  | 189.615 |  | 0 | 430.4198 | 81614.0545 | 1 | 81614.0545 | 13% | 92223.8816 |  | 92223.8816 | Y | [7 empty] | 6105.4489 | [7 empty] | 6105.4489 | 92223.8816 | [7 empty] | 92223.8816
CLMWM298 | #N/A | Water Main |  | Unknown | 225 |  | WM225 |  | 64.2225 |  | 0 | 430.4198 | 27642.637 | 1 | 27642.637 | 13% | 31236.1798 |  | 31236.1798 | Y | [7 empty] | 6105.4489 | [7 empty] | 6105.4489 | 31236.1798 | [7 empty] | 31236.1798
CLMWM300 | #N/A | Water Main |  | Ductile Iron | 375 |  | WMDI375 |  | 8.6969 |  | 0 | 988.6941 | 8598.5938 | 1 | 8598.5938 | 13% | 9716.411 |  | 9716.411 | Y | [7 empty] | 6105.4489 | [7 empty] | 6105.4489 | 9716.411 | [7 empty] | 9716.411
CLMWM301 | #N/A | Water Main |  | Ductile Iron | 375 |  | WMDI375 |  | 12.1474 |  | 0 | 988.6941 | 12010.0631 | 1 | 12010.0631 | 13% | 13571.3713 |  | 13571.3713 | Y | [7 empty] | 6105.4489 | [7 empty] | 6105.4489 | 13571.3713 | [7 empty] | 13571.3713
CLMWM305 | #N/A | Water Main |  | Unknown | 100 |  | WM100 |  | 38.4593 |  | 0 | 185.7163 | 7142.5171 | 1 | 7142.5171 | 13% | 8071.0443 |  | 8071.0443 | Y | [7 empty] | 6105.4489 | [7 empty] | 6105.4489 | 8071.0443 | [7 empty] | 8071.0443
CLMWM318 | #N/A | Water Main |  | Unknown | 100 |  | WM100 |  | 38.3745 |  | 0 | 185.7163 | 7126.7683 | 1 | 7126.7683 | 13% | 8053.2482 |  | 8053.2482 | Y | [7 empty] | 6105.4489 | [7 empty] | 6105.4489 | 8053.2482 | [7 empty] | 8053.2482
CLMWM319 | #N/A | Water Main |  | Unknown | 100 |  | WM100 |  | 108.654 |  | 0 | 185.7163 | 20178.8137 | 1 | 20178.8137 | 13% | 22802.0595 |  | 22802.0595 | Y | [7 empty] | 6105.4489 | [7 empty] | 6105.4489 | 22802.0595 | [7 empty] | 22802.0595
DYSWM001 | C0011552 | Water Main |  | Ductile Iron | 200 |  | WMDI200 |  | 3.5099 |  | 0 | 336.6376 | 1181.5644 | 1 | 1181.5644 | 13% | 1335.1678 |  | 1335.1678 |  |  | Y | [7 empty] | 7168.0761 | [5 empty] | 7168.0761 |  |  | 1335.1678 | [5 empty] | 1335.1678
DYSWM002 | C0011552 | Water Main |  | Ductile Iron | 200 |  | WMDI200 |  | 12.9941 |  | 0 | 336.6376 | 4374.303 | 1 | 4374.303 | 13% | 4942.9624 |  | 4942.9624 |  |  | Y | [7 empty] | 7168.0761 | [5 empty] | 7168.0761 |  |  | 4942.9624 | [5 empty] | 4942.9624
DYSWM003 | #N/A | Water Main |  | Ductile Iron | 375 |  | WMDI375 |  | 9.8226 |  | 0 | 988.6941 | 9711.5074 | 1 | 9711.5074 | 13% | 10974.0034 |  | 10974.0034 |  |  | Y | [7 empty] | 7168.0761 | [5 empty] | 7168.0761 |  |  | 10974.0034 | [5 empty] | 10974.0034
DYSWM004 | #N/A | Water Main |  | Ductile Iron | 375 |  | WMDI375 |  | 10.7735 |  | 0 | 988.6941 | 10651.6962 | 1 | 10651.6962 | 13% | 12036.4167 |  | 12036.4167 |  |  | Y | [7 empty] | 7168.0761 | [5 empty] | 7168.0761 |  |  | 12036.4167 | [5 empty] | 12036.4167
DYSWM005 | C0011487 | Water Main |  | Ductile Iron | 375 |  | WMDI375 |  | 82.6713 |  | 0 | 988.6941 | 81736.6292 | 1 | 81736.6292 | 13% | 92362.391 |  | 92362.391 |  |  | Y | [7 empty] | 7168.0761 | [5 empty] | 7168.0761 |  |  | 92362.391 | [5 empty] | 92362.391
DYSWM006 | C0011487 | Water Main |  | Ductile Iron | 375 |  | WMDI375 |  | 16.3073 |  | 0 | 988.6941 | 16122.9318 | 1 | 16122.9318 | 13% | 18218.913 |  | 18218.913 |  |  | Y | [7 empty] | 7168.0761 | [5 empty] | 7168.0761 |  |  | 18218.913 | [5 empty] | 18218.913
DYSWM007 | C0011487 | Water Main |  | Ductile Iron | 375 |  | WMDI375 |  | 106.322 |  | 0 | 988.6941 | 105119.9376 | 1 | 105119.9376 | 13% | 118785.5294 |  | 118785.5294 |  |  | Y | [7 empty] | 7168.0761 | [5 empty] | 7168.0761 |  |  | 118785.5294 | [5 empty] | 118785.5294
DYSWM008 | #N/A | Water Main |  | Ductile Iron | 300 |  | WMDI300 |  | 337.18 |  | 0 | 761.5686 | 256785.7156 | 1 | 256785.7156 | 13% | 290167.8586 |  | 290167.8586 |  |  | Y | [7 empty] | 7168.0761 | [5 empty] | 7168.0761 |  |  | 290167.8586 | [5 empty] | 290167.8586
DYSWM009 | C0012305 | Water Main |  | Ductile Iron | 225 |  | WMDI225 |  | 64.9261 |  | 0 | 430.4198 | 27945.4804 | 1 | 27945.4804 | 13% | 31578.3929 |  | 31578.3929 |  |  | Y | [7 empty] | 7168.0761 | [5 empty] | 7168.0761 |  |  | 31578.3929 | [5 empty] | 31578.3929
DYSWM010 | C0012306 | Water Main |  | Ductile Iron | 225 |  | WMDI225 |  | 139.191 |  | 0 | 430.4198 | 59910.5654 | 1 | 59910.5654 | 13% | 67698.939 |  | 67698.939 |  |  | Y | [7 empty] | 7168.0761 | [5 empty] | 7168.0761 |  |  | 67698.939 | [5 empty] | 67698.939
DYSWM011 | #N/A | Water Main |  | Ductile Iron | 200 |  | WMDI200 |  | 136.509 |  | 0 | 336.6376 | 45954.0663 | 1 | 45954.0663 | 13% | 51928.0949 |  | 51928.0949 |  |  | Y | [7 empty] | 7168.0761 | [5 empty] | 7168.0761 |  |  | 51928.0949 | [5 empty] | 51928.0949
DYSWM012 | C0012308 | Water Main |  | Ductile Iron | 200 |  | WMDI200 |  | 139.319 |  | 0 | 336.6376 | 46900.0181 | 1 | 46900.0181 | 13% | 52997.0204 |  | 52997.0204 |  |  | Y | [7 empty] | 7168.0761 | [5 empty] | 7168.0761 |  |  | 52997.0204 | [5 empty] | 52997.0204
DYSWM013 | C0012311 | Water Main |  | Ductile Iron | 200 |  | WMDI200 |  | 32.6108 |  | 0 | 336.6376 | 10978.0224 | 1 | 10978.0224 | 13% | 12405.1654 |  | 12405.1654 |  |  | Y | [7 empty] | 7168.0761 | [5 empty] | 7168.0761 |  |  | 12405.1654 | [5 empty] | 12405.1654
DYSWM014 | C0011641 | Water Main |  | Ductile Iron | 225 |  | WMDI225 |  | 103.411 |  | 0 | 430.4198 | 44510.1442 | 1 | 44510.1442 | 13% | 50296.463 |  | 50296.463 |  |  | Y | [7 empty] | 7168.0761 | [5 empty] | 7168.0761 |  |  | 50296.463 | [5 empty] | 50296.463
DYSWM015 | C0011639 | Water Main |  | Ductile Iron | 225 |  | WMDI225 |  | 111.127 |  | 0 | 430.4198 | 47831.2636 | 1 | 47831.2636 | 13% | 54049.3278 |  | 54049.3278 |  |  | Y | [7 empty] | 7168.0761 | [5 empty] | 7168.0761 |  |  | 54049.3278 | [5 empty] | 54049.3278
DYSWM016 | C0011639 | Water Main |  | Ductile Iron | 225 |  | WMDI225 |  | 121.426 |  | 0 | 430.4198 | 52264.1573 | 1 | 52264.1573 | 13% | 59058.4978 |  | 59058.4978 |  |  | Y | [7 empty] | 7168.0761 | [5 empty] | 7168.0761 |  |  | 59058.4978 | [5 empty] | 59058.4978
DYSWM017 | C0012395 | Water Main |  | Ductile Iron | 200 |  | WMDI200 |  | 87.9386 |  | 0 | 336.6376 | 29603.4419 | 1 | 29603.4419 | 13% | 33451.8894 |  | 33451.8894 |  |  | Y | [7 empty] | 7168.0761 | [5 empty] | 7168.0761 |  |  | 33451.8894 | [5 empty] | 33451.8894
DYSWM018 | C0012394 | Water Main |  | Ductile Iron | 200 |  | WMDI200 |  | 127.72 |  | 0 | 336.6376 | 42995.3582 | 1 | 42995.3582 | 13% | 48584.7547 |  | 48584.7547 |  |  | Y | [7 empty] | 7168.0761 | [5 empty] | 7168.0761 |  |  | 48584.7547 | [5 empty] | 48584.7547
DYSWM019 | C0011552 | Water Main |  | Ductile Iron | 200 |  | WMDI200 |  | 84.8463 |  | 0 | 336.6376 | 28562.4574 | 1 | 28562.4574 | 13% | 32275.5769 |  | 32275.5769 |  |  | Y | [7 empty] | 7168.0761 | [5 empty] | 7168.0761 |  |  | 32275.5769 | [5 empty] | 32275.5769
DYSWM020 | #N/A | Water Main |  | Ductile Iron | 375 |  | WMDI375 |  | 239.564 |  | 0 | 988.6941 | 236855.5212 | 1 | 236855.5212 | 13% | 267646.7389 |  | 267646.7389 |  |  | Y | [7 empty] | 7168.0761 | [5 empty] | 7168.0761 |  |  | 267646.7389 | [5 empty] | 267646.7389
DYSWM021 | C0012866 | Water Main |  | Ductile Iron | 200 |  | WMDI200 |  | 112.425 |  | 0 | 336.6376 | 37846.4856 | 1 | 37846.4856 | 13% | 42766.5287 |  | 42766.5287 |  |  | Y | [7 empty] | 7168.0761 | [5 empty] | 7168.0761 |  |  | 42766.5287 | [5 empty] | 42766.5287
DYSWM022 | C0012867 | Water Main |  | Ductile Iron | 200 |  | WMDI200 |  | 92.7376 |  | 0 | 336.6376 | 31218.9659 | 1 | 31218.9659 | 13% | 35277.4315 |  | 35277.4315 |  |  | Y | [7 empty] | 7168.0761 | [5 empty] | 7168.0761 |  |  | 35277.4315 | [5 empty] | 35277.4315
DYSWM023 | #N/A | Water Main |  | Ductile Iron | 375 |  | WMDI375 |  | 49.6124 |  | 0 | 988.6941 | 49051.4888 | 1 | 49051.4888 | 13% | 55428.1823 |  | 55428.1823 |  |  | Y | [7 empty] | 7168.0761 | [5 empty] | 7168.0761 |  |  | 55428.1823 | [5 empty] | 55428.1823
DYSWM024 | #N/A | Water Main |  | Ductile Iron | 450 |  | WMDI450 |  | 66.6119 |  | 0 | 1163.0715 | 77474.4011 | 1 | 77474.4011 | 13% | 87546.0733 |  | 87546.0733 |  |  | Y | [7 empty] | 7168.0761 | [5 empty] | 7168.0761 |  |  | 87546.0733 | [5 empty] | 87546.0733
DYSWM025 | #N/A | Water Main |  | Ductile Iron | 375 |  | WMDI375 |  | 1605.17 |  | 0 | 988.6941 | 1587022.1607 | 1 | 1587022.1607 | 13% | 1793335.0416 |  | 1793335.0416 |  |  | Y | [7 empty] | 7168.0761 | [5 empty] | 7168.0761 |  |  | 1793335.0416 | [5 empty] | 1793335.0416
DYSWM026 | #N/A | Water Main |  | Ductile Iron | 525 |  | WMDI525 |  | 325.351 |  | 0 | 1407.775 | 458021.0202 | 1 | 458021.0202 | 13% | 517563.7528 |  | 517563.7528 |  |  | Y | [7 empty] | 7168.0761 | [5 empty] | 7168.0761 |  |  | 517563.7528 | [5 empty] | 517563.7528
DYSWM027 | C0052157 | Water Main |  | Ductile Iron | 525 |  | WMDI525 |  | 1263.67 |  | 0 | 1407.775 | 1778963.0971 | 1 | 1778963.0971 | 13% | 2010228.2997 |  | 2010228.2997 |  |  | Y | [7 empty] | 7168.0761 | [5 empty] | 7168.0761 |  |  | 2010228.2997 | [5 empty] | 2010228.2997
DYSWM028 | C0011638 | Water Main |  | Ductile Iron | 225 |  | WMDI225 |  | 86.5092 |  | 0 | 430.4198 | 37235.2745 | 1 | 37235.2745 | 13% | 42075.8601 |  | 42075.8601 |  |  | Y | [7 empty] | 7168.0761 | [5 empty] | 7168.0761 |  |  | 42075.8601 | [5 empty] | 42075.8601
DYSWM029 | C0052176 | Water Main |  | Ductile Iron | 300 |  | WMDI300 |  | 95.2118 |  | 0 | 761.5686 | 72510.3215 | 1 | 72510.3215 | 13% | 81936.6633 |  | 81936.6633 |  |  | Y | [7 empty] | 7168.0761 | [5 empty] | 7168.0761 |  |  | 81936.6633 | [5 empty] | 81936.6633
DYSWM030 | C0011302 | Water Main |  | Ductile Iron | 300 |  | WMDI300 |  | 98.6871 |  | 0 | 761.5686 | 75157.001 | 1 | 75157.001 | 13% | 84927.4111 |  | 84927.4111 |  |  | Y | [7 empty] | 7168.0761 | [5 empty] | 7168.0761 |  |  | 84927.4111 | [5 empty] | 84927.4111
DYSWM031 | C0011301 | Water Main |  | Ductile Iron | 300 |  | WMDI300 |  | 102.132 |  | 0 | 761.5686 | 77780.5288 | 1 | 77780.5288 | 13% | 87891.9975 |  | 87891.9975 |  |  | Y | [7 empty] | 7168.0761 | [5 empty] | 7168.0761 |  |  | 87891.9975 | [5 empty] | 87891.9975
DYSWM032 | C0011300 | Water Main |  | Ductile Iron | 300 |  | WMDI300 |  | 84.6457 |  | 0 | 761.5686 | 64463.511 | 1 | 64463.511 | 13% | 72843.7674 |  | 72843.7674 |  |  | Y | [7 empty] | 7168.0761 | [5 empty] | 7168.0761 |  |  | 72843.7674 | [5 empty] | 72843.7674
DYSWM033 | #N/A | Water Main |  | Ductile Iron | 200 |  | WMDI200 |  | 75.9499 |  | 0 | 336.6376 | 25567.5944 | 1 | 25567.5944 | 13% | 28891.3816 |  | 28891.3816 |  |  | Y | [7 empty] | 7168.0761 | [5 empty] | 7168.0761 |  |  | 28891.3816 | [5 empty] | 28891.3816
DYSWM034 | C0011487 | Water Main |  | Ductile Iron | 375 |  | WMDI375 |  | 63.3604 |  | 0 | 988.6941 | 62644.0557 | 1 | 62644.0557 | 13% | 70787.783 |  | 70787.783 |  |  | Y | [7 empty] | 7168.0761 | [5 empty] | 7168.0761 |  |  | 70787.783 | [5 empty] | 70787.783
DYSWM035 | #N/A | Water Main |  | Ductile Iron | 450 |  | WMDI450 |  | 16.0069 |  | 0 | 1163.0715 | 18617.1689 | 1 | 18617.1689 | 13% | 21037.4008 |  | 21037.4008 |  |  | Y | [7 empty] | 7168.0761 | [5 empty] | 7168.0761 |  |  | 21037.4008 | [5 empty] | 21037.4008
DYSWM036 | C0052153 | Water Main |  | Ductile Iron | 375 |  | WMDI375 |  | 195.626 |  | 0 | 988.6941 | 193414.2784 | 1 | 193414.2784 | 13% | 218558.1346 |  | 218558.1346 |  |  | Y | [7 empty] | 7168.0761 | [5 empty] | 7168.0761 |  |  | 218558.1346 | [5 empty] | 218558.1346
DYSWM043 | C0011636 | Water Main |  | Ductile Iron | 225 |  | WMDI225 |  | 83.2207 |  | 0 | 430.4198 | 35819.8389 | 1 | 35819.8389 | 13% | 40476.4179 |  | 40476.4179 |  |  | Y | [7 empty] | 7168.0761 | [5 empty] | 7168.0761 |  |  | 40476.4179 | [5 empty] | 40476.4179
DYSWM044 | C0011636 | Water Main |  | Ductile Iron | 225 |  | WMDI225 |  | 59.018 |  | 0 | 430.4198 | 25402.5171 | 1 | 25402.5171 | 13% | 28704.8443 |  | 28704.8443 |  |  | Y | [7 empty] | 7168.0761 | [5 empty] | 7168.0761 |  |  | 28704.8443 | [5 empty] | 28704.8443
DYSWM045 | C0011637 | Water Main |  | Ductile Iron | 225 |  | WMDI225 |  | 92.369 |  | 0 | 430.4198 | 39757.4485 | 1 | 39757.4485 | 13% | 44925.9168 |  | 44925.9168 |  |  | Y | [7 empty] | 7168.0761 | [5 empty] | 7168.0761 |  |  | 44925.9168 | [5 empty] | 44925.9168
DYSWM046 | C0012304 | Water Main |  | Ductile Iron | 225 |  | WMDI225 |  | 104.313 |  | 0 | 430.4198 | 44898.3829 | 1 | 44898.3829 | 13% | 50735.1727 |  | 50735.1727 |  |  | Y | [7 empty] | 7168.0761 | [5 empty] | 7168.0761 |  |  | 50735.1727 | [5 empty] | 50735.1727
DYSWM047 | C0012304 | Water Main |  | Ductile Iron | 225 |  | WMDI225 |  | 109.151 |  | 0 | 430.4198 | 46980.754 | 1 | 46980.754 | 13% | 53088.252 |  | 53088.252 |  |  | Y | [7 empty] | 7168.0761 | [5 empty] | 7168.0761 |  |  | 53088.252 | [5 empty] | 53088.252
DYSWM048 | C0011637 | Water Main |  | Ductile Iron | 225 |  | WMDI225 |  | 73.7254 |  | 0 | 430.4198 | 31732.8735 | 1 | 31732.8735 | 13% | 35858.1471 |  | 35858.1471 |  |  | Y | [7 empty] | 7168.0761 | [5 empty] | 7168.0761 |  |  | 35858.1471 | [5 empty] | 35858.1471
DYSWM049 | C0011637 | Water Main |  | Ductile Iron | 225 |  | WMDI225 |  | 85.2931 |  | 0 | 430.4198 | 36711.8409 | 1 | 36711.8409 | 13% | 41484.3802 |  | 41484.3802 |  |  | Y | [7 empty] | 7168.0761 | [5 empty] | 7168.0761 |  |  | 41484.3802 | [5 empty] | 41484.3802
DYSWM050 | C0012865 | Water Main |  | Ductile Iron | 200 |  | WMDI200 |  | 95.8121 |  | 0 | 336.6376 | 32253.9583 | 1 | 32253.9583 | 13% | 36446.9729 |  | 36446.9729 |  |  | Y | [7 empty] | 7168.0761 | [5 empty] | 7168.0761 |  |  | 36446.9729 | [5 empty] | 36446.9729
DYSWM051 | C0012865 | Water Main |  | Ductile Iron | 200 |  | WMDI200 |  | 87.1266 |  | 0 | 336.6376 | 29330.0922 | 1 | 29330.0922 | 13% | 33143.0042 |  | 33143.0042 |  |  | Y | [7 empty] | 7168.0761 | [5 empty] | 7168.0761 |  |  | 33143.0042 | [5 empty] | 33143.0042
DYSWM052 | C0012309 | Water Main |  | Ductile Iron | 200 |  | WMDI200 |  | 78.7828 |  | 0 | 336.6376 | 26521.2551 | 1 | 26521.2551 | 13% | 29969.0183 |  | 29969.0183 |  |  | Y | [7 empty] | 7168.0761 | [5 empty] | 7168.0761 |  |  | 29969.0183 | [5 empty] | 29969.0183
DYSWM053 | C0012309 | Water Main |  | Ductile Iron | 200 |  | WMDI200 |  | 113.309 |  | 0 | 336.6376 | 38144.0733 | 1 | 38144.0733 | 13% | 43102.8028 |  | 43102.8028 |  |  | Y | [7 empty] | 7168.0761 | [5 empty] | 7168.0761 |  |  | 43102.8028 | [5 empty] | 43102.8028
DYSWM054 | C0012312 | Water Main |  | Ductile Iron | 200 |  | WMDI200 |  | 78.7623 |  | 0 | 336.6376 | 26514.3541 | 1 | 26514.3541 | 13% | 29961.2201 |  | 29961.2201 |  |  | Y | [7 empty] | 7168.0761 | [5 empty] | 7168.0761 |  |  | 29961.2201 | [5 empty] | 29961.2201
DYSWM055 | C0012312 | Water Main |  | Ductile Iron | 200 |  | WMDI200 |  | 76.2995 |  | 0 | 336.6376 | 25685.2829 | 1 | 25685.2829 | 13% | 29024.3697 |  | 29024.3697 |  |  | Y | [7 empty] | 7168.0761 | [5 empty] | 7168.0761 |  |  | 29024.3697 | [5 empty] | 29024.3697
DYSWM056 | C0011554 | Water Main |  | Ductile Iron | 200 |  | WMDI200 |  | 105.139 |  | 0 | 336.6376 | 35393.7438 | 1 | 35393.7438 | 13% | 39994.9305 |  | 39994.9305 |  |  | Y | [7 empty] | 7168.0761 | [5 empty] | 7168.0761 |  |  | 39994.9305 | [5 empty] | 39994.9305
DYSWM057 | C0011554 | Water Main |  | Ductile Iron | 200 |  | WMDI200 |  | 98.4279 |  | 0 | 336.6376 | 33134.535 | 1 | 33134.535 | 13% | 37442.0246 |  | 37442.0246 |  |  | Y | [7 empty] | 7168.0761 | [5 empty] | 7168.0761 |  |  | 37442.0246 | [5 empty] | 37442.0246
DYSWM058 | C0011553 | Water Main |  | Ductile Iron | 200 |  | WMDI200 |  | 85.691 |  | 0 | 336.6376 | 28846.8152 | 1 | 28846.8152 | 13% | 32596.9012 |  | 32596.9012 |  |  | Y | [7 empty] | 7168.0761 | [5 empty] | 7168.0761 |  |  | 32596.9012 | [5 empty] | 32596.9012
DYSWM059 | C0011639 | Water Main |  | Ductile Iron | 225 |  | WMDI225 |  | 95.7622 |  | 0 | 430.4198 | 41217.9491 | 1 | 41217.9491 | 13% | 46576.2825 |  | 46576.2825 |  |  | Y | [7 empty] | 7168.0761 | [5 empty] | 7168.0761 |  |  | 46576.2825 | [5 empty] | 46576.2825
DYSWM060 | C0011639 | Water Main |  | Ductile Iron | 225 |  | WMDI225 |  | 52.7488 |  | 0 | 430.4198 | 22704.1291 | 1 | 22704.1291 | 13% | 25655.6659 |  | 25655.6659 |  |  | Y | [7 empty] | 7168.0761 | [5 empty] | 7168.0761 |  |  | 25655.6659 | [5 empty] | 25655.6659
DYSWM061 | C0011639 | Water Main |  | Ductile Iron | 225 |  | WMDI225 |  | 52.666 |  | 0 | 430.4198 | 22668.4903 | 1 | 22668.4903 | 13% | 25615.3941 |  | 25615.3941 |  |  | Y | [7 empty] | 7168.0761 | [5 empty] | 7168.0761 |  |  | 25615.3941 | [5 empty] | 25615.3941
DYSWM062 | C0011639 | Water Main |  | Ductile Iron | 225 |  | WMDI225 |  | 63.8445 |  | 0 | 430.4198 | 27479.9383 | 1 | 27479.9383 | 13% | 31052.3303 |  | 31052.3303 |  |  | Y | [7 empty] | 7168.0761 | [5 empty] | 7168.0761 |  |  | 31052.3303 | [5 empty] | 31052.3303
DYSWM063 | C0011639 | Water Main |  | Ductile Iron | 225 |  | WMDI225 |  | 83.1846 |  | 0 | 430.4198 | 35804.3007 | 1 | 35804.3007 | 13% | 40458.8598 |  | 40458.8598 |  |  | Y | [7 empty] | 7168.0761 | [5 empty] | 7168.0761 |  |  | 40458.8598 | [5 empty] | 40458.8598
DYSWM064 | C0052385 | Water Main |  | Ductile Iron | 300 |  | WMDI300 |  | 26.9977 |  | 0 | 761.5686 | 20560.6018 | 1 | 20560.6018 | 13% | 23233.48 |  | 23233.48 |  |  | Y | [7 empty] | 7168.0761 | [5 empty] | 7168.0761 |  |  | 23233.48 | [5 empty] | 23233.48
DYSWM065 | #N/A | Water Main |  | Ductile Iron | 300 |  | WMDI300 |  | 3.0351 |  | 0 | 761.5686 | 2311.4446 | 1 | 2311.4446 | 13% | 2611.9324 |  | 2611.9324 |  |  | Y | [7 empty] | 7168.0761 | [5 empty] | 7168.0761 |  |  | 2611.9324 | [5 empty] | 2611.9324
DYSWM066 | #N/A | Water Main |  | Ductile Iron | 300 |  | WMDI300 |  | 5.1082 |  | 0 | 761.5686 | 3890.2297 | 1 | 3890.2297 | 13% | 4395.9596 |  | 4395.9596 |  |  | Y | [7 empty] | 7168.0761 | [5 empty] | 7168.0761 |  |  | 4395.9596 | [5 empty] | 4395.9596
DYSWM067 | C0052385 | Water Main |  | Ductile Iron | 300 |  | WMDI300 |  | 26.0054 |  | 0 | 761.5686 | 19804.8972 | 1 | 19804.8972 | 13% | 22379.5339 |  | 22379.5339 |  |  | Y | [7 empty] | 7168.0761 | [5 empty] | 7168.0761 |  |  | 22379.5339 | [5 empty] | 22379.5339
DYSWM068 | C0052385 | Water Main |  | Ductile Iron | 300 |  | WMDI300 |  | 120.346 |  | 0 | 761.5686 | 91651.7401 | 1 | 91651.7401 | 13% | 103566.4663 |  | 103566.4663 |  |  | Y | [7 empty] | 7168.0761 | [5 empty] | 7168.0761 |  |  | 103566.4663 | [5 empty] | 103566.4663
DYSWM069 | #N/A | Water Main |  | Ductile Iron | 450 |  | WMDI450 |  | 21.6664 |  | 0 | 1163.0715 | 25199.5719 | 1 | 25199.5719 | 13% | 28475.5163 |  | 28475.5163 |  |  | Y | [7 empty] | 7168.0761 | [5 empty] | 7168.0761 |  |  | 28475.5163 | [5 empty] | 28475.5163
DYSWM070 | #N/A | Water Main |  | Ductile Iron | 450 |  | WMDI450 |  | 81.4744 |  | 0 | 1163.0715 | 94760.551 | 1 | 94760.551 | 13% | 107079.4226 |  | 107079.4226 |  |  | Y | [7 empty] | 7168.0761 | [5 empty] | 7168.0761 |  |  | 107079.4226 | [5 empty] | 107079.4226
DYSWM071 | #N/A | Water Main |  | Ductile Iron | 450 |  | WMDI450 |  | 23.9109 |  | 0 | 1163.0715 | 27810.0859 | 1 | 27810.0859 | 13% | 31425.397 |  | 31425.397 |  |  | Y | [7 empty] | 7168.0761 | [5 empty] | 7168.0761 |  |  | 31425.397 | [5 empty] | 31425.397
DYSWM072 | #N/A | Water Main |  | Ductile Iron | 450 |  | WMDI450 |  | 21.4685 |  | 0 | 1163.0715 | 24969.4001 | 1 | 24969.4001 | 13% | 28215.4221 |  | 28215.4221 |  |  | Y | [7 empty] | 7168.0761 | [5 empty] | 7168.0761 |  |  | 28215.4221 | [5 empty] | 28215.4221
DYSWM073 | #N/A | Water Main |  | Ductile Iron | 450 |  | WMDI450 |  | 22.6824 |  | 0 | 1163.0715 | 26381.2525 | 1 | 26381.2525 | 13% | 29810.8154 |  | 29810.8154 |  |  | Y | [7 empty] | 7168.0761 | [5 empty] | 7168.0761 |  |  | 29810.8154 | [5 empty] | 29810.8154
DYSWM074 | C0012868 | Water Main |  | Ductile Iron | 200 |  | WMDI200 |  | 72.014 |  | 0 | 336.6376 | 24242.6223 | 1 | 24242.6223 | 13% | 27394.1632 |  | 27394.1632 |  |  | Y | [7 empty] | 7168.0761 | [5 empty] | 7168.0761 |  |  | 27394.1632 | [5 empty] | 27394.1632
DYSWM075 | C0012868 | Water Main |  | Ductile Iron | 200 |  | WMDI200 |  | 97.6165 |  | 0 | 336.6376 | 32861.3873 | 1 | 32861.3873 | 13% | 37133.3676 |  | 37133.3676 |  |  | Y | [7 empty] | 7168.0761 | [5 empty] | 7168.0761 |  |  | 37133.3676 | [5 empty] | 37133.3676
DYSWM076 | C0012869 | Water Main |  | Ductile Iron | 200 |  | WMDI200 |  | 58.1194 |  | 0 | 336.6376 | 19565.1771 | 1 | 19565.1771 | 13% | 22108.6501 |  | 22108.6501 |  |  | Y | [7 empty] | 7168.0761 | [5 empty] | 7168.0761 |  |  | 22108.6501 | [5 empty] | 22108.6501
DYSWM077 | C0012869 | Water Main |  | Ductile Iron | 200 |  | WMDI200 |  | 58.7535 |  | 0 | 336.6376 | 19778.639 | 1 | 19778.639 | 13% | 22349.8621 |  | 22349.8621 |  |  | Y | [7 empty] | 7168.0761 | [5 empty] | 7168.0761 |  |  | 22349.8621 | [5 empty] | 22349.8621
DYSWM078 | C0011488 | Water Main |  | Ductile Iron | 375 |  | WMDI375 |  | 103.861 |  | 0 | 988.6941 | 102686.7613 | 1 | 102686.7613 | 13% | 116036.0403 |  | 116036.0403 |  |  | Y | [7 empty] | 7168.0761 | [5 empty] | 7168.0761 |  |  | 116036.0403 | [5 empty] | 116036.0403
DYSWM079 | C0011488 | Water Main |  | Ductile Iron | 375 |  | WMDI375 |  | 97.8747 |  | 0 | 988.6941 | 96768.1416 | 1 | 96768.1416 | 13% | 109348 |  | 109348 |  |  | Y | [7 empty] | 7168.0761 | [5 empty] | 7168.0761 |  |  | 109348 | [5 empty] | 109348
DYSWM080 | C0052153 | Water Main |  | Ductile Iron | 375 |  | WMDI375 |  | 54.418 |  | 0 | 988.6941 | 53802.7573 | 1 | 53802.7573 | 13% | 60797.1158 |  | 60797.1158 |  |  | Y | [7 empty] | 7168.0761 | [5 empty] | 7168.0761 |  |  | 60797.1158 | [5 empty] | 60797.1158
DYSWM081 | C0052153 | Water Main |  | Ductile Iron | 375 |  | WMDI375 |  | 61.364 |  | 0 | 988.6941 | 60670.2267 | 1 | 60670.2267 | 13% | 68557.3562 |  | 68557.3562 |  |  | Y | [7 empty] | 7168.0761 | [5 empty] | 7168.0761 |  |  | 68557.3562 | [5 empty] | 68557.3562
DYSWM082 | #N/A | Water Main |  | Ductile Iron | 375 |  | WMDI375 |  | 309.903 |  | 0 | 988.6941 | 306399.2777 | 1 | 306399.2777 | 13% | 346231.1839 |  | 346231.1839 |  |  | Y | [7 empty] | 7168.0761 | [5 empty] | 7168.0761 |  |  | 346231.1839 | [5 empty] | 346231.1839
DYSWM083 | C0052153 | Water Main |  | Ductile Iron | 375 |  | WMDI375 |  | 115.517 |  | 0 | 988.6941 | 114210.9801 | 1 | 114210.9801 | 13% | 129058.4075 |  | 129058.4075 |  |  | Y | [7 empty] | 7168.0761 | [5 empty] | 7168.0761 |  |  | 129058.4075 | [5 empty] | 129058.4075
DYSWM084 | C0011553 | Water Main |  | Ductile Iron | 200 |  | WMDI200 |  | 36.6331 |  | 0 | 336.6376 | 12332.08 | 1 | 12332.08 | 13% | 13935.2504 |  | 13935.2504 |  |  | Y | [7 empty] | 7168.0761 | [5 empty] | 7168.0761 |  |  | 13935.2504 | [5 empty] | 13935.2504
DYSWM085 | C0011554 | Water Main |  | Ductile Iron | 200 |  | WMDI200 |  | 79.6479 |  | 0 | 336.6376 | 26812.4803 | 1 | 26812.4803 | 13% | 30298.1028 |  | 30298.1028 |  |  | Y | [7 empty] | 7168.0761 | [5 empty] | 7168.0761 |  |  | 30298.1028 | [5 empty] | 30298.1028
DYSWM086 | C0012446 | Water Main |  | Ductile Iron | 150 |  | WMDI150 |  | 65.8708 |  | 0 | 223.8044 | 14742.1756 | 1 | 14742.1756 | 13% | 16658.6585 |  | 16658.6585 |  |  | Y | [7 empty] | 7168.0761 | [5 empty] | 7168.0761 |  |  | 16658.6585 | [5 empty] | 16658.6585
DYSWM089 | C0010917 | Water Main |  | Ductile Iron | 150 |  | WMDI150 |  | 65.6682 |  | 0 | 223.8044 | 14696.8329 | 1 | 14696.8329 | 13% | 16607.4211 |  | 16607.4211 |  |  | Y | [7 empty] | 7168.0761 | [5 empty] | 7168.0761 |  |  | 16607.4211 | [5 empty] | 16607.4211
DYSWM090 | C0012301 | Water Main |  | Ductile Iron | 150 |  | WMDI150 |  | 134.037 |  | 0 | 223.8044 | 29998.0719 | 1 | 29998.0719 | 13% | 33897.8213 |  | 33897.8213 |  |  | Y | [7 empty] | 7168.0761 | [5 empty] | 7168.0761 |  |  | 33897.8213 | [5 empty] | 33897.8213
DYSWM091 | C0012302 | Water Main |  | Ductile Iron | 150 |  | WMDI150 |  | 70.882 |  | 0 | 223.8044 | 15863.7043 | 1 | 15863.7043 | 13% | 17925.9859 |  | 17925.9859 |  |  | Y | [7 empty] | 7168.0761 | [5 empty] | 7168.0761 |  |  | 17925.9859 | [5 empty] | 17925.9859
DYSWM092 | C0010740 | Water Main |  | Ductile Iron | 150 |  | WMDI150 |  | 153.127 |  | 0 | 223.8044 | 34270.4982 | 1 | 34270.4982 | 13% | 38725.6629 |  | 38725.6629 |  |  | Y | [7 empty] | 7168.0761 | [5 empty] | 7168.0761 |  |  | 38725.6629 | [5 empty] | 38725.6629
DYSWM093 | C0010739 | Water Main |  | Ductile Iron | 150 |  | WMDI150 |  | 109.382 |  | 0 | 223.8044 | 24480.1742 | 1 | 24480.1742 | 13% | 27662.5968 |  | 27662.5968 |  |  | Y | [7 empty] | 7168.0761 | [5 empty] | 7168.0761 |  |  | 27662.5968 | [5 empty] | 27662.5968
DYSWM094 | C0012448 | Water Main |  | Ductile Iron | 150 |  | WMDI150 |  | 101.755 |  | 0 | 223.8044 | 22773.2179 | 1 | 22773.2179 | 13% | 25733.7362 |  | 25733.7362 |  |  | Y | [7 empty] | 7168.0761 | [5 empty] | 7168.0761 |  |  | 25733.7362 | [5 empty] | 25733.7362
DYSWM095 | C0010736 | Water Main |  | Ductile Iron | 150 |  | WMDI150 |  | 47.0513 |  | 0 | 223.8044 | 10530.2885 | 1 | 10530.2885 | 13% | 11899.226 |  | 11899.226 |  |  | Y | [7 empty] | 7168.0761 | [5 empty] | 7168.0761 |  |  | 11899.226 | [5 empty] | 11899.226
DYSWM096 | C0012449 | Water Main |  | Ductile Iron | 150 |  | WMDI150 |  | 40.8255 |  | 0 | 223.8044 | 9136.927 | 1 | 9136.927 | 13% | 10324.7275 |  | 10324.7275 |  |  | Y | [7 empty] | 7168.0761 | [5 empty] | 7168.0761 |  |  | 10324.7275 | [5 empty] | 10324.7275
DYSWM097 | C0012450 | Water Main |  | Ductile Iron | 150 |  | WMDI150 |  | 141.886 |  | 0 | 223.8044 | 31754.7128 | 1 | 31754.7128 | 13% | 35882.8254 |  | 35882.8254 |  |  | Y | [7 empty] | 7168.0761 | [5 empty] | 7168.0761 |  |  | 35882.8254 | [5 empty] | 35882.8254
DYSWM098 | C0012452 | Water Main |  | Ductile Iron | 150 |  | WMDI150 |  | 128.024 |  | 0 | 223.8044 | 28652.336 | 1 | 28652.336 | 13% | 32377.1397 |  | 32377.1397 |  |  | Y | [7 empty] | 7168.0761 | [5 empty] | 7168.0761 |  |  | 32377.1397 | [5 empty] | 32377.1397
DYSWM099 | C0012451 | Water Main |  | Ductile Iron | 150 |  | WMDI150 |  | 105.202 |  | 0 | 223.8044 | 23544.6717 | 1 | 23544.6717 | 13% | 26605.479 |  | 26605.479 |  |  | Y | [7 empty] | 7168.0761 | [5 empty] | 7168.0761 |  |  | 26605.479 | [5 empty] | 26605.479
DYSWM100 | C0010734 | Water Main |  | Ductile Iron | 150 |  | WMDI150 |  | 115.643 |  | 0 | 223.8044 | 25881.4136 | 1 | 25881.4136 | 13% | 29245.9974 |  | 29245.9974 |  |  | Y | [7 empty] | 7168.0761 | [5 empty] | 7168.0761 |  |  | 29245.9974 | [5 empty] | 29245.9974
DYSWM101 | C0010732 | Water Main |  | Ductile Iron | 150 |  | WMDI150 |  | 48.2865 |  | 0 | 223.8044 | 10806.7317 | 1 | 10806.7317 | 13% | 12211.6069 |  | 12211.6069 |  |  | Y | [7 empty] | 7168.0761 | [5 empty] | 7168.0761 |  |  | 12211.6069 | [5 empty] | 12211.6069
DYSWM102 | C0010732 | Water Main |  | Ductile Iron | 150 |  | WMDI150 |  | 98.2012 |  | 0 | 223.8044 | 21977.8618 | 1 | 21977.8618 | 13% | 24834.9838 |  | 24834.9838 |  |  | Y | [7 empty] | 7168.0761 | [5 empty] | 7168.0761 |  |  | 24834.9838 | [5 empty] | 24834.9838
DYSWM103 | C0010731 | Water Main |  | Ductile Iron | 150 |  | WMDI150 |  | 66.945 |  | 0 | 223.8044 | 14982.5863 | 1 | 14982.5863 | 13% | 16930.3226 |  | 16930.3226 |  |  | Y | [7 empty] | 7168.0761 | [5 empty] | 7168.0761 |  |  | 16930.3226 | [5 empty] | 16930.3226
DYSWM104 | C0010730 | Water Main |  | Ductile Iron | 150 |  | WMDI150 |  | 62.1191 |  | 0 | 223.8044 | 13902.5286 | 1 | 13902.5286 | 13% | 15709.8574 |  | 15709.8574 |  |  | Y | [7 empty] | 7168.0761 | [5 empty] | 7168.0761 |  |  | 15709.8574 | [5 empty] | 15709.8574
DYSWM105 | C0010741 | Water Main |  | Ductile Iron | 150 |  | WMDI150 |  | 101.997 |  | 0 | 223.8044 | 22827.3786 | 1 | 22827.3786 | 13% | 25794.9378 |  | 25794.9378 |  |  | Y | [7 empty] | 7168.0761 | [5 empty] | 7168.0761 |  |  | 25794.9378 | [5 empty] | 25794.9378
DYSWM106 | C0010741 | Water Main |  | Ductile Iron | 150 |  | WMDI150 |  | 102.863 |  | 0 | 223.8044 | 23021.1932 | 1 | 23021.1932 | 13% | 26013.9483 |  | 26013.9483 |  |  | Y | [7 empty] | 7168.0761 | [5 empty] | 7168.0761 |  |  | 26013.9483 | [5 empty] | 26013.9483
DYSWM107 | C0012302 | Water Main |  | Ductile Iron | 150 |  | WMDI150 |  | 114.443 |  | 0 | 223.8044 | 25612.8483 | 1 | 25612.8483 | 13% | 28942.5186 |  | 28942.5186 |  |  | Y | [7 empty] | 7168.0761 | [5 empty] | 7168.0761 |  |  | 28942.5186 | [5 empty] | 28942.5186
DYSWM108 | C0012302 | Water Main |  | Ductile Iron | 150 |  | WMDI150 |  | 116.962 |  | 0 | 223.8044 | 26176.6116 | 1 | 26176.6116 | 13% | 29579.5711 |  | 29579.5711 |  |  | Y | [7 empty] | 7168.0761 | [5 empty] | 7168.0761 |  |  | 29579.5711 | [5 empty] | 29579.5711
DYSWM109 | C0012447 | Water Main |  | Ductile Iron | 150 |  | WMDI150 |  | 147.313 |  | 0 | 223.8044 | 32969.2993 | 1 | 32969.2993 | 13% | 37255.3082 |  | 37255.3082 |  |  | Y | [7 empty] | 7168.0761 | [5 empty] | 7168.0761 |  |  | 37255.3082 | [5 empty] | 37255.3082
DYSWM110 | C0012447 | Water Main |  | Ductile Iron | 150 |  | WMDI150 |  | 76.2981 |  | 0 | 223.8044 | 17075.8514 | 1 | 17075.8514 | 13% | 19295.7121 |  | 19295.7121 |  |  | Y | [7 empty] | 7168.0761 | [5 empty] | 7168.0761 |  |  | 19295.7121 | [5 empty] | 19295.7121
DYSWM111 | C0010737 | Water Main |  | Ductile Iron | 150 |  | WMDI150 |  | 66.5658 |  | 0 | 223.8044 | 14897.7197 | 1 | 14897.7197 | 13% | 16834.4233 |  | 16834.4233 |  |  | Y | [7 empty] | 7168.0761 | [5 empty] | 7168.0761 |  |  | 16834.4233 | [5 empty] | 16834.4233
DYSWM112 | C0010737 | Water Main |  | Ductile Iron | 150 |  | WMDI150 |  | 82.1344 |  | 0 | 223.8044 | 18382.0411 | 1 | 18382.0411 | 13% | 20771.7064 |  | 20771.7064 |  |  | Y | [7 empty] | 7168.0761 | [5 empty] | 7168.0761 |  |  | 20771.7064 | [5 empty] | 20771.7064
DYSWM113 | C0010738 | Water Main |  | Ductile Iron | 150 |  | WMDI150 |  | 74.8414 |  | 0 | 223.8044 | 16749.8355 | 1 | 16749.8355 | 13% | 18927.3141 |  | 18927.3141 |  |  | Y | [7 empty] | 7168.0761 | [5 empty] | 7168.0761 |  |  | 18927.3141 | [5 empty] | 18927.3141
DYSWM114 | C0010738 | Water Main |  | Ductile Iron | 150 |  | WMDI150 |  | 71.4589 |  | 0 | 223.8044 | 15992.8171 | 1 | 15992.8171 | 13% | 18071.8833 |  | 18071.8833 |  |  | Y | [7 empty] | 7168.0761 | [5 empty] | 7168.0761 |  |  | 18071.8833 | [5 empty] | 18071.8833
DYSWM115 | C0010735 | Water Main |  | Ductile Iron | 150 |  | WMDI150 |  | 114.079 |  | 0 | 223.8044 | 25531.3835 | 1 | 25531.3835 | 13% | 28850.4633 |  | 28850.4633 |  |  | Y | [7 empty] | 7168.0761 | [5 empty] | 7168.0761 |  |  | 28850.4633 | [5 empty] | 28850.4633
DYSWM116 | C0010735 | Water Main |  | Ductile Iron | 150 |  | WMDI150 |  | 94.6052 |  | 0 | 223.8044 | 21173.0611 | 1 | 21173.0611 | 13% | 23925.5591 |  | 23925.5591 |  |  | Y | [7 empty] | 7168.0761 | [5 empty] | 7168.0761 |  |  | 23925.5591 | [5 empty] | 23925.5591
DYSWM117 | C0052169 | Water Main |  | Ductile Iron | 150 |  | WMDI150 |  | 92.5946 |  | 0 | 223.8044 | 20723.08 | 1 | 20723.08 | 13% | 23417.0804 |  | 23417.0804 |  |  | Y | [7 empty] | 7168.0761 | [5 empty] | 7168.0761 |  |  | 23417.0804 | [5 empty] | 23417.0804
DYSWM118 | C0052170 | Water Main |  | Ductile Iron | 150 |  | WMDI150 |  | 92.3788 |  | 0 | 223.8044 | 20674.783 | 1 | 20674.783 | 13% | 23362.5048 |  | 23362.5048 |  |  | Y | [7 empty] | 7168.0761 | [5 empty] | 7168.0761 |  |  | 23362.5048 | [5 empty] | 23362.5048
DYSWM119 | C0052170 | Water Main |  | Ductile Iron | 150 |  | WMDI150 |  | 85.6594 |  | 0 | 223.8044 | 19170.9516 | 1 | 19170.9516 | 13% | 21663.1753 |  | 21663.1753 |  |  | Y | [7 empty] | 7168.0761 | [5 empty] | 7168.0761 |  |  | 21663.1753 | [5 empty] | 21663.1753
DYSWM120 | C0052170 | Water Main |  | Ductile Iron | 150 |  | WMDI150 |  | 82.7609 |  | 0 | 223.8044 | 18522.2545 | 1 | 18522.2545 | 13% | 20930.1476 |  | 20930.1476 |  |  | Y | [7 empty] | 7168.0761 | [5 empty] | 7168.0761 |  |  | 20930.1476 | [5 empty] | 20930.1476
DYSWM121 | C0012313 | Water Main |  | Ductile Iron | 150 |  | WMDI150 |  | 110.968 |  | 0 | 223.8044 | 24835.128 | 1 | 24835.128 | 13% | 28063.6946 |  | 28063.6946 |  |  | Y | [7 empty] | 7168.0761 | [5 empty] | 7168.0761 |  |  | 28063.6946 | [5 empty] | 28063.6946
DYSWM122 | C0012313 | Water Main |  | Ductile Iron | 150 |  | WMDI150 |  | 103.416 |  | 0 | 223.8044 | 23144.957 | 1 | 23144.957 | 13% | 26153.8015 |  | 26153.8015 |  |  | Y | [7 empty] | 7168.0761 | [5 empty] | 7168.0761 |  |  | 26153.8015 | [5 empty] | 26153.8015
DYSWM133 | C0010911 | Water Main |  | Ductile Iron | 150 |  | WMDI150 |  | 78.4714 |  | 0 | 223.8044 | 17562.2455 | 1 | 17562.2455 | 13% | 19845.3374 |  | 19845.3374 |  |  | Y | [7 empty] | 7168.0761 | [5 empty] | 7168.0761 |  |  | 19845.3374 | [5 empty] | 19845.3374
DYSWM134 | C0010912 | Water Main |  | Ductile Iron | 150 |  | WMDI150 |  | 102.059 |  | 0 | 223.8044 | 22841.2545 | 1 | 22841.2545 | 13% | 25810.6175 |  | 25810.6175 |  |  | Y | [7 empty] | 7168.0761 | [5 empty] | 7168.0761 |  |  | 25810.6175 | [5 empty] | 25810.6175
DYSWM135 | C0010912 | Water Main |  | Ductile Iron | 150 |  | WMDI150 |  | 115.22 |  | 0 | 223.8044 | 25786.7443 | 1 | 25786.7443 | 13% | 29139.0211 |  | 29139.0211 |  |  | Y | [7 empty] | 7168.0761 | [5 empty] | 7168.0761 |  |  | 29139.0211 | [5 empty] | 29139.0211
DYSWM136 | C0010914 | Water Main |  | Ductile Iron | 150 |  | WMDI150 |  | 105.791 |  | 0 | 223.8044 | 23676.4925 | 1 | 23676.4925 | 13% | 26754.4365 |  | 26754.4365 |  |  | Y | [7 empty] | 7168.0761 | [5 empty] | 7168.0761 |  |  | 26754.4365 | [5 empty] | 26754.4365
DYSWM137 | C0010915 | Water Main |  | Ductile Iron | 150 |  | WMDI150 |  | 116.503 |  | 0 | 223.8044 | 26073.8854 | 1 | 26073.8854 | 13% | 29463.4905 |  | 29463.4905 |  |  | Y | [7 empty] | 7168.0761 | [5 empty] | 7168.0761 |  |  | 29463.4905 | [5 empty] | 29463.4905
DYSWM138 | C0010917 | Water Main |  | Ductile Iron | 150 |  | WMDI150 |  | 76.7777 |  | 0 | 223.8044 | 17183.188 | 1 | 17183.188 | 13% | 19417.0024 |  | 19417.0024 |  |  | Y | [7 empty] | 7168.0761 | [5 empty] | 7168.0761 |  |  | 19417.0024 | [5 empty] | 19417.0024
DYSWM139 | C0010916 | Water Main |  | Ductile Iron | 150 |  | WMDI150 |  | 133.409 |  | 0 | 223.8044 | 29857.5228 | 1 | 29857.5228 | 13% | 33739.0007 |  | 33739.0007 |  |  | Y | [7 empty] | 7168.0761 | [5 empty] | 7168.0761 |  |  | 33739.0007 | [5 empty] | 33739.0007
DYSWM140 | C0010916 | Water Main |  | Ductile Iron | 150 |  | WMDI150 |  | 82.7653 |  | 0 | 223.8044 | 18523.2393 | 1 | 18523.2393 | 13% | 20931.2604 |  | 20931.2604 |  |  | Y | [7 empty] | 7168.0761 | [5 empty] | 7168.0761 |  |  | 20931.2604 | [5 empty] | 20931.2604
DYSWM141 | C0010916 | Water Main |  | Ductile Iron | 150 |  | WMDI150 |  | 115.14 |  | 0 | 223.8044 | 25768.84 | 1 | 25768.84 | 13% | 29118.7892 |  | 29118.7892 |  |  | Y | [7 empty] | 7168.0761 | [5 empty] | 7168.0761 |  |  | 29118.7892 | [5 empty] | 29118.7892
MMTWM001 | C0016303 | Water Main |  | AC | 250 |  | WMAC250 |  | 108.391 |  | 0 | 562.2902 | 60947.1941 | 1 | 60947.1941 | 13% | 68870.3293 |  | 68870.3293 |  |  |  | Y | [7 empty] | 4804.0114 |  |  |  |  | 4804.0114 |  |  |  | 68870.3293 |  |  |  |  | 68870.3293
MMTWM002 | C0016303 | Water Main |  | AC | 250 |  | WMAC250 |  | 89.5602 |  | 0 | 562.2902 | 50358.8203 | 1 | 50358.8203 | 13% | 56905.467 |  | 56905.467 |  |  |  | Y | [7 empty] | 4804.0114 |  |  |  |  | 4804.0114 |  |  |  | 56905.467 |  |  |  |  | 56905.467
MMTWM003 | C0016303 | Water Main |  | AC | 250 |  | WMAC250 |  | 131.42 |  | 0 | 562.2902 | 73896.1745 | 1 | 73896.1745 | 13% | 83502.6772 |  | 83502.6772 |  |  |  | Y | [7 empty] | 4804.0114 |  |  |  |  | 4804.0114 |  |  |  | 83502.6772 |  |  |  |  | 83502.6772
MMTWM004 | C0016303 | Water Main |  | AC | 250 |  | WMAC250 |  | 95.2913 |  | 0 | 562.2902 | 53581.3615 | 1 | 53581.3615 | 13% | 60546.9385 |  | 60546.9385 |  |  |  | Y | [7 empty] | 4804.0114 |  |  |  |  | 4804.0114 |  |  |  | 60546.9385 |  |  |  |  | 60546.9385
MMTWM005 | C0016302 | Water Main |  | AC | 250 |  | WMAC250 |  | 71.2262 |  | 0 | 562.2902 | 40049.7923 | 1 | 40049.7923 | 13% | 45256.2653 |  | 45256.2653 |  |  |  | Y | [7 empty] | 4804.0114 |  |  |  |  | 4804.0114 |  |  |  | 45256.2653 |  |  |  |  | 45256.2653
MMTWM006 | C0016302 | Water Main |  | AC | 250 |  | WMAC250 |  | 88.0777 |  | 0 | 562.2902 | 49525.2251 | 1 | 49525.2251 | 13% | 55963.5044 |  | 55963.5044 |  |  |  | Y | [7 empty] | 4804.0114 |  |  |  |  | 4804.0114 |  |  |  | 55963.5044 |  |  |  |  | 55963.5044
MMTWM007 | C0016301 | Water Main |  | AC | 250 |  | WMAC250 |  | 57.3958 |  | 0 | 562.2902 | 32273.0943 | 1 | 32273.0943 | 13% | 36468.5965 |  | 36468.5965 |  |  |  | Y | [7 empty] | 4804.0114 |  |  |  |  | 4804.0114 |  |  |  | 36468.5965 |  |  |  |  | 36468.5965
MMTWM008 | C0016301 | Water Main |  | AC | 250 |  | WMAC250 |  | 86.0292 |  | 0 | 562.2902 | 48373.3737 | 1 | 48373.3737 | 13% | 54661.9123 |  | 54661.9123 |  |  |  | Y | [7 empty] | 4804.0114 |  |  |  |  | 4804.0114 |  |  |  | 54661.9123 |  |  |  |  | 54661.9123
MMTWM009 | C0017104 | Water Main |  | Ductile Iron | 375 |  | WMDI375 |  | 137.722 |  | 0 | 988.6941 | 136164.9333 | 1 | 136164.9333 | 13% | 153866.3746 |  | 153866.3746 |  |  |  | Y | [7 empty] | 4804.0114 |  |  |  |  | 4804.0114 |  |  |  | 153866.3746 |  |  |  |  | 153866.3746
MMTWM010 | C0017104 | Water Main |  | Ductile Iron | 375 |  | WMDI375 |  | 341.885 |  | 0 | 988.6941 | 338019.6935 | 1 | 338019.6935 | 13% | 381962.2536 |  | 381962.2536 |  |  |  | Y | [7 empty] | 4804.0114 |  |  |  |  | 4804.0114 |  |  |  | 381962.2536 |  |  |  |  | 381962.2536
MMTWM011 | C0017105 | Water Main |  | AC | 300 |  | WMAC300 |  | 136.029 |  | 0 | 692.7015 | 94227.4887 | 1 | 94227.4887 | 13% | 106477.0622 |  | 106477.0622 |  |  |  | Y | [7 empty] | 4804.0114 |  |  |  |  | 4804.0114 |  |  |  | 106477.0622 |  |  |  |  | 106477.0622
MMTWM012 | C0017105 | Water Main |  | AC | 300 |  | WMAC300 |  | 94.755 |  | 0 | 692.7015 | 65636.9281 | 1 | 65636.9281 | 13% | 74169.7287 |  | 74169.7287 |  |  |  | Y | [7 empty] | 4804.0114 |  |  |  |  | 4804.0114 |  |  |  | 74169.7287 |  |  |  |  | 74169.7287
MMTWM013 | C0017106 | Water Main |  | AC | 300 |  | WMAC300 |  | 73.4672 |  | 0 | 692.7015 | 50890.8377 | 1 | 50890.8377 | 13% | 57506.6466 |  | 57506.6466 |  |  |  | Y | [7 empty] | 4804.0114 |  |  |  |  | 4804.0114 |  |  |  | 57506.6466 |  |  |  |  | 57506.6466
MMTWM014 | C0017106 | Water Main |  | AC | 300 |  | WMAC300 |  | 75.9791 |  | 0 | 692.7015 | 52630.8345 | 1 | 52630.8345 | 13% | 59472.843 |  | 59472.843 |  |  |  | Y | [7 empty] | 4804.0114 |  |  |  |  | 4804.0114 |  |  |  | 59472.843 |  |  |  |  | 59472.843
MMTWM015 | C0016714 | Water Main |  | AC | 200 |  | WMAC200 |  | 60.6069 |  | 0 | 336.6376 | 20402.5632 | 1 | 20402.5632 | 13% | 23054.8964 |  | 23054.8964 |  |  |  | Y | [7 empty] | 4804.0114 |  |  |  |  | 4804.0114 |  |  |  | 23054.8964 |  |  |  |  | 23054.8964
MMTWM016 | C0016714 | Water Main |  | AC | 200 |  | WMAC200 |  | 81.7775 |  | 0 | 336.6376 | 27529.3838 | 1 | 27529.3838 | 13% | 31108.2037 |  | 31108.2037 |  |  |  | Y | [7 empty] | 4804.0114 |  |  |  |  | 4804.0114 |  |  |  | 31108.2037 |  |  |  |  | 31108.2037
MMTWM017 | C0016715 | Water Main |  | AC | 200 |  | WMAC200 |  | 78.0218 |  | 0 | 336.6376 | 26265.0739 | 1 | 26265.0739 | 13% | 29679.5335 |  | 29679.5335 |  |  |  | Y | [7 empty] | 4804.0114 |  |  |  |  | 4804.0114 |  |  |  | 29679.5335 |  |  |  |  | 29679.5335
MMTWM018 | C0016715 | Water Main |  | AC | 200 |  | WMAC200 |  | 83.0662 |  | 0 | 336.6376 | 27963.2088 | 1 | 27963.2088 | 13% | 31598.4259 |  | 31598.4259 |  |  |  | Y | [7 empty] | 4804.0114 |  |  |  |  | 4804.0114 |  |  |  | 31598.4259 |  |  |  |  | 31598.4259
MMTWM019 | C0016715 | Water Main |  | AC | 200 |  | WMAC200 |  | 59.5318 |  | 0 | 336.6376 | 20040.6441 | 1 | 20040.6441 | 13% | 22645.9278 |  | 22645.9278 |  |  |  | Y | [7 empty] | 4804.0114 |  |  |  |  | 4804.0114 |  |  |  | 22645.9278 |  |  |  |  | 22645.9278
MMTWM020 | C0016716 | Water Main |  | AC | 200 |  | WMAC200 |  | 39.9171 |  | 0 | 336.6376 | 13437.598 | 1 | 13437.598 | 13% | 15184.4857 |  | 15184.4857 |  |  |  | Y | [7 empty] | 4804.0114 |  |  |  |  | 4804.0114 |  |  |  | 15184.4857 |  |  |  |  | 15184.4857
MMTWM021 | C0016716 | Water Main |  | AC | 200 |  | WMAC200 |  | 41.6181 |  | 0 | 336.6376 | 14010.2186 | 1 | 14010.2186 | 13% | 15831.547 |  | 15831.547 |  |  |  | Y | [7 empty] | 4804.0114 |  |  |  |  | 4804.0114 |  |  |  | 15831.547 |  |  |  |  | 15831.547
MMTWM022 | C0016716 | Water Main |  | AC | 200 |  | WMAC200 |  | 56.8575 |  | 0 | 336.6376 | 19140.3741 | 1 | 19140.3741 | 13% | 21628.6227 |  | 21628.6227 |  |  |  | Y | [7 empty] | 4804.0114 |  |  |  |  | 4804.0114 |  |  |  | 21628.6227 |  |  |  |  | 21628.6227
MMTWM023 | C0016719 | Water Main |  | AC | 200 |  | WMAC200 |  | 83.3804 |  | 0 | 336.6376 | 28068.9803 | 1 | 28068.9803 | 13% | 31717.9477 |  | 31717.9477 |  |  |  | Y | [7 empty] | 4804.0114 |  |  |  |  | 4804.0114 |  |  |  | 31717.9477 |  |  |  |  | 31717.9477
MMTWM024 | C0016718 | Water Main |  | AC | 200 |  | WMAC200 |  | 74.0251 |  | 0 | 336.6376 | 24919.6343 | 1 | 24919.6343 | 13% | 28159.1867 |  | 28159.1867 |  |  |  | Y | [7 empty] | 4804.0114 |  |  |  |  | 4804.0114 |  |  |  | 28159.1867 |  |  |  |  | 28159.1867
MMTWM025 | C0017446 | Water Main |  | AC | 250 |  | WMAC250 |  | 75.4469 |  | 0 | 562.2902 | 42423.0504 | 1 | 42423.0504 | 13% | 47938.047 |  | 47938.047 |  |  |  | Y | [7 empty] | 4804.0114 |  |  |  |  | 4804.0114 |  |  |  | 47938.047 |  |  |  |  | 47938.047
MMTWM026 | C0017446 | Water Main |  | AC | 250 |  | WMAC250 |  | 87.2722 |  | 0 | 562.2902 | 49072.3004 | 1 | 49072.3004 | 13% | 55451.6995 |  | 55451.6995 |  |  |  | Y | [7 empty] | 4804.0114 |  |  |  |  | 4804.0114 |  |  |  | 55451.6995 |  |  |  |  | 55451.6995
MMTWM027 | C0017447 | Water Main |  | AC | 250 |  | WMAC250 |  | 52.7879 |  | 0 | 562.2902 | 29682.1174 | 1 | 29682.1174 | 13% | 33540.7927 |  | 33540.7927 |  |  |  | Y | [7 empty] | 4804.0114 |  |  |  |  | 4804.0114 |  |  |  | 33540.7927 |  |  |  |  | 33540.7927
MMTWM028 | C0017447 | Water Main |  | AC | 250 |  | WMAC250 |  | 58.4582 |  | 0 | 562.2902 | 32870.4714 | 1 | 32870.4714 | 13% | 37143.6326 |  | 37143.6326 |  |  |  | Y | [7 empty] | 4804.0114 |  |  |  |  | 4804.0114 |  |  |  | 37143.6326 |  |  |  |  | 37143.6326
MMTWM029 | C0016713 | Water Main |  | AC | 250 |  | WMAC250 |  | 79.6603 |  | 0 | 562.2902 | 44792.2038 | 1 | 44792.2038 | 13% | 50615.1903 |  | 50615.1903 |  |  |  | Y | [7 empty] | 4804.0114 |  |  |  |  | 4804.0114 |  |  |  | 50615.1903 |  |  |  |  | 50615.1903
MMTWM030 | C0016713 | Water Main |  | AC | 250 |  | WMAC250 |  | 65.5124 |  | 0 | 562.2902 | 36836.9787 | 1 | 36836.9787 | 13% | 41625.7859 |  | 41625.7859 |  |  |  | Y | [7 empty] | 4804.0114 |  |  |  |  | 4804.0114 |  |  |  | 41625.7859 |  |  |  |  | 41625.7859
MMTWM031 | C0017107 | Water Main |  | AC | 300 |  | WMAC300 |  | 54.7104 |  | 0 | 692.7015 | 37897.9747 | 1 | 37897.9747 | 13% | 42824.7114 |  | 42824.7114 |  |  |  | Y | [7 empty] | 4804.0114 |  |  |  |  | 4804.0114 |  |  |  | 42824.7114 |  |  |  |  | 42824.7114
MMTWM032 | C0017107 | Water Main |  | AC | 300 |  | WMAC300 |  | 55.1966 |  | 0 | 692.7015 | 38234.7661 | 1 | 38234.7661 | 13% | 43205.2857 |  | 43205.2857 |  |  |  | Y | [7 empty] | 4804.0114 |  |  |  |  | 4804.0114 |  |  |  | 43205.2857 |  |  |  |  | 43205.2857
MMTWM033 | C0017283 | Water Main |  | AC | 200 |  | WMAC200 |  | 85.4582 |  | 0 | 336.6376 | 28768.446 | 1 | 28768.446 | 13% | 32508.3439 |  | 32508.3439 |  |  |  | Y | [7 empty] | 4804.0114 |  |  |  |  | 4804.0114 |  |  |  | 32508.3439 |  |  |  |  | 32508.3439
MMTWM034 | C0017283 | Water Main |  | AC | 200 |  | WMAC200 |  | 84.9987 |  | 0 | 336.6376 | 28613.761 | 1 | 28613.761 | 13% | 32333.5499 |  | 32333.5499 |  |  |  | Y | [7 empty] | 4804.0114 |  |  |  |  | 4804.0114 |  |  |  | 32333.5499 |  |  |  |  | 32333.5499
MMTWM035 | C0017283 | Water Main |  | AC | 200 |  | WMAC200 |  | 85.7988 |  | 0 | 336.6376 | 28883.1047 | 1 | 28883.1047 | 13% | 32637.9084 |  | 32637.9084 |  |  |  | Y | [7 empty] | 4804.0114 |  |  |  |  | 4804.0114 |  |  |  | 32637.9084 |  |  |  |  | 32637.9084
MMTWM036 | C0017283 | Water Main |  | AC | 200 |  | WMAC200 |  | 84.9538 |  | 0 | 336.6376 | 28598.6459 | 1 | 28598.6459 | 13% | 32316.4699 |  | 32316.4699 |  |  |  | Y | [7 empty] | 4804.0114 |  |  |  |  | 4804.0114 |  |  |  | 32316.4699 |  |  |  |  | 32316.4699
MMTWM037 | C0017283 | Water Main |  | AC | 200 |  | WMAC200 |  | 87.5871 |  | 0 | 336.6376 | 29485.1138 | 1 | 29485.1138 | 13% | 33318.1786 |  | 33318.1786 |  |  |  | Y | [7 empty] | 4804.0114 |  |  |  |  | 4804.0114 |  |  |  | 33318.1786 |  |  |  |  | 33318.1786
MMTWM039 | C0052125 | Water Main |  | AC | 200 |  | WMAC200 |  | 74.2173 |  | 0 | 336.6376 | 24984.336 | 1 | 24984.336 | 13% | 28232.2997 |  | 28232.2997 |  |  |  | Y | [7 empty] | 4804.0114 |  |  |  |  | 4804.0114 |  |  |  | 28232.2997 |  |  |  |  | 28232.2997
MMTWM040 | #N/A | Water Main |  | AC | 200 |  | WMAC200 |  | 74.065 |  | 0 | 336.6376 | 24933.0661 | 1 | 24933.0661 | 13% | 28174.3647 |  | 28174.3647 |  |  |  | Y | [7 empty] | 4804.0114 |  |  |  |  | 4804.0114 |  |  |  | 28174.3647 |  |  |  |  | 28174.3647
MMTWM041 | C0052126 | Water Main |  | AC | 200 |  | WMAC200 |  | 82.0362 |  | 0 | 336.6376 | 27616.472 | 1 | 27616.472 | 13% | 31206.6133 |  | 31206.6133 |  |  |  | Y | [7 empty] | 4804.0114 |  |  |  |  | 4804.0114 |  |  |  | 31206.6133 |  |  |  |  | 31206.6133
MMTWM042 | #N/A | Water Main |  | AC | 200 |  | WMAC200 |  | 126.433 |  | 0 | 336.6376 | 42562.1055 | 1 | 42562.1055 | 13% | 48095.1793 |  | 48095.1793 |  |  |  | Y | [7 empty] | 4804.0114 |  |  |  |  | 4804.0114 |  |  |  | 48095.1793 |  |  |  |  | 48095.1793
MMTWM043 | #N/A | Water Main |  | AC | 200 |  | WMAC200 |  | 86.5075 |  | 0 | 336.6376 | 29121.6798 | 1 | 29121.6798 | 13% | 32907.4982 |  | 32907.4982 |  |  |  | Y | [7 empty] | 4804.0114 |  |  |  |  | 4804.0114 |  |  |  | 32907.4982 |  |  |  |  | 32907.4982
MMTWM044 | #N/A | Water Main |  | AC | 200 |  | WMAC200 |  | 61.4604 |  | 0 | 336.6376 | 20689.8834 | 1 | 20689.8834 | 13% | 23379.5683 |  | 23379.5683 |  |  |  | Y | [7 empty] | 4804.0114 |  |  |  |  | 4804.0114 |  |  |  | 23379.5683 |  |  |  |  | 23379.5683
MMTWM045 | #N/A | Water Main |  | AC | 200 |  | WMAC200 |  | 62.7035 |  | 0 | 336.6376 | 21108.3577 | 1 | 21108.3577 | 13% | 23852.4442 |  | 23852.4442 |  |  |  | Y | [7 empty] | 4804.0114 |  |  |  |  | 4804.0114 |  |  |  | 23852.4442 |  |  |  |  | 23852.4442
MMTWM046 | #N/A | Water Main |  | AC | 200 |  | WMAC200 |  | 69.8748 |  | 0 | 336.6376 | 23522.4871 | 1 | 23522.4871 | 13% | 26580.4104 |  | 26580.4104 |  |  |  | Y | [7 empty] | 4804.0114 |  |  |  |  | 4804.0114 |  |  |  | 26580.4104 |  |  |  |  | 26580.4104
MMTWM047 | C0017283 | Water Main |  | AC | 200 |  | WMAC200 |  | 76.1723 |  | 0 | 336.6376 | 25642.4626 | 1 | 25642.4626 | 13% | 28975.9827 |  | 28975.9827 |  |  |  | Y | [7 empty] | 4804.0114 |  |  |  |  | 4804.0114 |  |  |  | 28975.9827 |  |  |  |  | 28975.9827
MMTWM048 | #N/A | Water Main |  | AC | 200 |  | WMAC200 |  | 106.871 |  | 0 | 336.6376 | 35976.8002 | 1 | 35976.8002 | 13% | 40653.7842 |  | 40653.7842 |  |  |  | Y | [7 empty] | 4804.0114 |  |  |  |  | 4804.0114 |  |  |  | 40653.7842 |  |  |  |  | 40653.7842
MMTWM049 | #N/A | Water Main |  | AC | 200 |  | WMAC200 |  | 111.704 |  | 0 | 336.6376 | 37603.7699 | 1 | 37603.7699 | 13% | 42492.26 |  | 42492.26 |  |  |  | Y | [7 empty] | 4804.0114 |  |  |  |  | 4804.0114 |  |  |  | 42492.26 |  |  |  |  | 42492.26
MMTWM050 | #N/A | Water Main |  | AC | 200 |  | WMAC200 |  | 105.819 |  | 0 | 336.6376 | 35622.6574 | 1 | 35622.6574 | 13% | 40253.6029 |  | 40253.6029 |  |  |  | Y | [7 empty] | 4804.0114 |  |  |  |  | 4804.0114 |  |  |  | 40253.6029 |  |  |  |  | 40253.6029
MMTWM051 | #N/A | Water Main |  | AC | 200 |  | WMAC200 |  | 98.5529 |  | 0 | 336.6376 | 33176.6147 | 1 | 33176.6147 | 13% | 37489.5747 |  | 37489.5747 |  |  |  | Y | [7 empty] | 4804.0114 |  |  |  |  | 4804.0114 |  |  |  | 37489.5747 |  |  |  |  | 37489.5747
MMTWM052 | #N/A | Water Main |  | AC | 200 |  | WMAC200 |  | 93.1057 |  | 0 | 336.6376 | 31342.8822 | 1 | 31342.8822 | 13% | 35417.4569 |  | 35417.4569 |  |  |  | Y | [7 empty] | 4804.0114 |  |  |  |  | 4804.0114 |  |  |  | 35417.4569 |  |  |  |  | 35417.4569
MMTWM053 | C0017281 | Water Main |  | AC | 200 |  | WMAC200 |  | 77.1379 |  | 0 | 336.6376 | 25967.5199 | 1 | 25967.5199 | 13% | 29343.2975 |  | 29343.2975 |  |  |  | Y | [7 empty] | 4804.0114 |  |  |  |  | 4804.0114 |  |  |  | 29343.2975 |  |  |  |  | 29343.2975
MMTWM054 | C0017281 | Water Main |  | AC | 200 |  | WMAC200 |  | 80.6844 |  | 0 | 336.6376 | 27161.4052 | 1 | 27161.4052 | 13% | 30692.3879 |  | 30692.3879 |  |  |  | Y | [7 empty] | 4804.0114 |  |  |  |  | 4804.0114 |  |  |  | 30692.3879 |  |  |  |  | 30692.3879
MMTWM055 | #N/A | Water Main |  | AC | 300 |  | WMAC300 |  | 91.6405 |  | 0 | 692.7015 | 63479.5093 | 1 | 63479.5093 | 13% | 71731.8456 |  | 71731.8456 |  |  |  | Y | [7 empty] | 4804.0114 |  |  |  |  | 4804.0114 |  |  |  | 71731.8456 |  |  |  |  | 71731.8456
MMTWM056 | C0017387 | Water Main |  | Ductile Iron | 450 |  | WMDI450 |  | 57.466 |  | 0 | 1163.0715 | 66837.0657 | 1 | 66837.0657 | 13% | 75525.8842 |  | 75525.8842 |  |  |  | Y | [7 empty] | 4804.0114 |  |  |  |  | 4804.0114 |  |  |  | 75525.8842 |  |  |  |  | 75525.8842
MMTWM057 | #N/A | Water Main |  | AC | 450 |  | WMAC450 |  | 1.9662 |  | 0 | 1163.0715 | 2286.8428 | 1 | 2286.8428 | 13% | 2584.1323 |  | 2584.1323 |  |  |  | Y | [7 empty] | 4804.0114 |  |  |  |  | 4804.0114 |  |  |  | 2584.1323 |  |  |  |  | 2584.1323
MMTWM058 | #N/A | Water Main |  | AC | 450 |  | WMAC450 |  | 0.37761 |  | 0 | 1163.0715 | 439.1816 | 1 | 439.1816 | 13% | 496.2752 |  | 496.2752 |  |  |  | Y | [7 empty] | 4804.0114 |  |  |  |  | 4804.0114 |  |  |  | 496.2752 |  |  |  |  | 496.2752
MMTWM059 | #N/A | Water Main |  | AC | 450 |  | WMAC450 |  | 1.9515 |  | 0 | 1163.0715 | 2269.7456 | 1 | 2269.7456 | 13% | 2564.8126 |  | 2564.8126 |  |  |  | Y | [7 empty] | 4804.0114 |  |  |  |  | 4804.0114 |  |  |  | 2564.8126 |  |  |  |  | 2564.8126
MMTWM060 | #N/A | Water Main |  | AC | 450 |  | WMAC450 |  | 0.38113 |  | 0 | 1163.0715 | 443.2814 | 1 | 443.2814 | 13% | 500.908 |  | 500.908 |  |  |  | Y | [7 empty] | 4804.0114 |  |  |  |  | 4804.0114 |  |  |  | 500.908 |  |  |  |  | 500.908
MMTWM063 | C0017279 | Water Main |  | AC | 200 |  | WMAC200 |  | 266.294 |  | 0 | 336.6376 | 89644.5812 | 1 | 89644.5812 | 13% | 101298.3768 |  | 101298.3768 |  |  |  | Y | [7 empty] | 4804.0114 |  |  |  |  | 4804.0114 |  |  |  | 101298.3768 |  |  |  |  | 101298.3768
MMTWM064 | C0017278 | Water Main |  | AC | 200 |  | WMAC200 |  | 186.554 |  | 0 | 336.6376 | 62801.0965 | 1 | 62801.0965 | 13% | 70965.2391 |  | 70965.2391 |  |  |  | Y | [7 empty] | 4804.0114 |  |  |  |  | 4804.0114 |  |  |  | 70965.2391 |  |  |  |  | 70965.2391
MMTWM065 | C0016299 | Water Main |  | AC | 250 |  | WMAC250 |  | 82.5343 |  | 0 | 562.2902 | 46408.2258 | 1 | 46408.2258 | 13% | 52441.2951 |  | 52441.2951 |  |  |  | Y | [7 empty] | 4804.0114 |  |  |  |  | 4804.0114 |  |  |  | 52441.2951 |  |  |  |  | 52441.2951
MMTWM066 | C0052126 | Water Main |  | AC | 200 |  | WMAC200 |  | 51.0588 |  | 0 | 336.6376 | 17188.3135 | 1 | 17188.3135 | 13% | 19422.7942 |  | 19422.7942 |  |  |  | Y | [7 empty] | 4804.0114 |  |  |  |  | 4804.0114 |  |  |  | 19422.7942 |  |  |  |  | 19422.7942
MMTWM067 | C0052125 | Water Main |  | AC | 200 |  | WMAC200 |  | 47.9429 |  | 0 | 336.6376 | 16139.3843 | 1 | 16139.3843 | 13% | 18237.5042 |  | 18237.5042 |  |  |  | Y | [7 empty] | 4804.0114 |  |  |  |  | 4804.0114 |  |  |  | 18237.5042 |  |  |  |  | 18237.5042
MMTWM068 | C0017281 | Water Main |  | AC | 200 |  | WMAC200 |  | 14.0377 |  | 0 | 336.6376 | 4725.6181 | 1 | 4725.6181 | 13% | 5339.9484 |  | 5339.9484 |  |  |  | Y | [7 empty] | 4804.0114 |  |  |  |  | 4804.0114 |  |  |  | 5339.9484 |  |  |  |  | 5339.9484
MMTWM069 | C0017280 | Water Main |  | AC | 200 |  | WMAC200 |  | 30.3882 |  | 0 | 336.6376 | 10229.8116 | 1 | 10229.8116 | 13% | 11559.6872 |  | 11559.6872 |  |  |  | Y | [7 empty] | 4804.0114 |  |  |  |  | 4804.0114 |  |  |  | 11559.6872 |  |  |  |  | 11559.6872
MMTWM070 | C0017280 | Water Main |  | AC | 200 |  | WMAC200 |  | 136.747 |  | 0 | 336.6376 | 46034.1861 | 1 | 46034.1861 | 13% | 52018.6303 |  | 52018.6303 |  |  |  | Y | [7 empty] | 4804.0114 |  |  |  |  | 4804.0114 |  |  |  | 52018.6303 |  |  |  |  | 52018.6303
MMTWM071 | C0017280 | Water Main |  | AC | 200 |  | WMAC200 |  | 169.301 |  | 0 | 336.6376 | 56993.0875 | 1 | 56993.0875 | 13% | 64402.1889 |  | 64402.1889 |  |  |  | Y | [7 empty] | 4804.0114 |  |  |  |  | 4804.0114 |  |  |  | 64402.1889 |  |  |  |  | 64402.1889
MMTWM072 | C0017174 | Water Main |  | AC | 250 |  | WMAC250 |  | 82.7459 |  | 0 | 562.2902 | 46527.2064 | 1 | 46527.2064 | 13% | 52575.7432 |  | 52575.7432 |  |  |  | Y | [7 empty] | 4804.0114 |  |  |  |  | 4804.0114 |  |  |  | 52575.7432 |  |  |  |  | 52575.7432
MMTWM073 | C0016305 | Water Main |  | AC | 300 |  | WMAC300 |  | 115.296 |  | 0 | 692.7015 | 79865.709 | 1 | 79865.709 | 13% | 90248.2512 |  | 90248.2512 |  |  |  | Y | [7 empty] | 4804.0114 |  |  |  |  | 4804.0114 |  |  |  | 90248.2512 |  |  |  |  | 90248.2512
MMTWM074 | C0016304 | Water Main |  | AC | 250 |  | WMAC250 |  | 131.039 |  | 0 | 562.2902 | 73681.9419 | 1 | 73681.9419 | 13% | 83260.5944 |  | 83260.5944 |  |  |  | Y | [7 empty] | 4804.0114 |  |  |  |  | 4804.0114 |  |  |  | 83260.5944 |  |  |  |  | 83260.5944
MMTWM075 | C0012992 | Water Main |  | AC | 300 |  | WMAC300 |  | 119.061 |  | 0 | 692.7015 | 82473.7301 | 1 | 82473.7301 | 13% | 93195.315 |  | 93195.315 |  |  |  | Y | [7 empty] | 4804.0114 |  |  |  |  | 4804.0114 |  |  |  | 93195.315 |  |  |  |  | 93195.315
MMTWM076 | C0016580 | Water Main |  | AC | 450 |  | WMAC450 |  | 586.054 |  | 0 | 1163.0715 | 681622.6933 | 1 | 681622.6933 | 13% | 770233.6434 |  | 770233.6434 |  |  |  | Y | [7 empty] | 4804.0114 |  |  |  |  | 4804.0114 |  |  |  | 770233.6434 |  |  |  |  | 770233.6434
MMTWM077 | C0017388 | Water Main |  | AC | 450 |  | WMAC450 |  | 61.4134 |  | 0 | 1163.0715 | 71428.174 | 1 | 71428.174 | 13% | 80713.8367 |  | 80713.8367 |  |  |  | Y | [7 empty] | 4804.0114 |  |  |  |  | 4804.0114 |  |  |  | 80713.8367 |  |  |  |  | 80713.8367
MMTWM078 | C0017388 | Water Main |  | AC | 450 |  | WMAC450 |  | 204.167 |  | 0 | 1163.0715 | 237460.8149 | 1 | 237460.8149 | 13% | 268330.7208 |  | 268330.7208 |  |  |  | Y | [7 empty] | 4804.0114 |  |  |  |  | 4804.0114 |  |  |  | 268330.7208 |  |  |  |  | 268330.7208
MMTWM079 | C0017387 | Water Main |  | AC | 450 |  | WMAC450 |  | 867.92 |  | 0 | 1163.0715 | 1009452.9991 | 1 | 1009452.9991 | 13% | 1140681.889 |  | 1140681.889 |  |  |  | Y | [7 empty] | 4804.0114 |  |  |  |  | 4804.0114 |  |  |  | 1140681.889 |  |  |  |  | 1140681.889
MMTWM080 | C0016717 | Water Main |  | AC | 200 |  | WMAC200 |  | 81.6119 |  | 0 | 336.6376 | 27473.6366 | 1 | 27473.6366 | 13% | 31045.2094 |  | 31045.2094 |  |  |  | Y | [7 empty] | 4804.0114 |  |  |  |  | 4804.0114 |  |  |  | 31045.2094 |  |  |  |  | 31045.2094
MMTWM081 | C0017279 | Water Main |  | AC | 200 |  | WMAC200 |  | 162.571 |  | 0 | 336.6376 | 54727.5162 | 1 | 54727.5162 | 13% | 61842.0934 |  | 61842.0934 |  |  |  | Y | [7 empty] | 4804.0114 |  |  |  |  | 4804.0114 |  |  |  | 61842.0934 |  |  |  |  | 61842.0934
MMTWM082 | C0017108 | Water Main |  | AC | 250 |  | WMAC250 |  | 71.2524 |  | 0 | 562.2902 | 40064.5243 | 1 | 40064.5243 | 13% | 45272.9125 |  | 45272.9125 |  |  |  | Y | [7 empty] | 4804.0114 |  |  |  |  | 4804.0114 |  |  |  | 45272.9125 |  |  |  |  | 45272.9125
MMTWM083 | C0052122 | Water Main |  | AC | 250 |  | WMAC250 |  | 112.801 |  | 0 | 562.2902 | 63426.8938 | 1 | 63426.8938 | 13% | 71672.39 |  | 71672.39 |  |  |  | Y | [7 empty] | 4804.0114 |  |  |  |  | 4804.0114 |  |  |  | 71672.39 |  |  |  |  | 71672.39
MMTWM084 | C0052120 | Water Main |  | AC | 250 |  | WMAC250 |  | 190.824 |  | 0 | 562.2902 | 107298.4599 | 1 | 107298.4599 | 13% | 121247.2597 |  | 121247.2597 |  |  |  | Y | [7 empty] | 4804.0114 |  |  |  |  | 4804.0114 |  |  |  | 121247.2597 |  |  |  |  | 121247.2597
MMTWM085 | C0016713 | Water Main |  | AC | 250 |  | WMAC250 |  | 102.284 |  | 0 | 562.2902 | 57513.288 | 1 | 57513.288 | 13% | 64990.0155 |  | 64990.0155 |  |  |  | Y | [7 empty] | 4804.0114 |  |  |  |  | 4804.0114 |  |  |  | 64990.0155 |  |  |  |  | 64990.0155
MMTWM088 | C0017448 | Water Main |  | AC | 200 |  | WMAC200 |  | 79.265 |  | 0 | 336.6376 | 26683.5818 | 1 | 26683.5818 | 13% | 30152.4474 |  | 30152.4474 |  |  |  | Y | [7 empty] | 4804.0114 |  |  |  |  | 4804.0114 |  |  |  | 30152.4474 |  |  |  |  | 30152.4474
MMTWM089 | C0016713 | Water Main |  | AC | 250 |  | WMAC250 |  | 84.5118 |  | 0 | 562.2902 | 47520.1546 | 1 | 47520.1546 | 13% | 53697.7747 |  | 53697.7747 |  |  |  | Y | [7 empty] | 4804.0114 |  |  |  |  | 4804.0114 |  |  |  | 53697.7747 |  |  |  |  | 53697.7747
MMTWM091 | C0017110 | Water Main |  | AC | 250 |  | WMAC250 |  | 105.158 |  | 0 | 562.2902 | 59129.31 | 1 | 59129.31 | 13% | 66816.1203 |  | 66816.1203 |  |  |  | Y | [7 empty] | 4804.0114 |  |  |  |  | 4804.0114 |  |  |  | 66816.1203 |  |  |  |  | 66816.1203
MMTWM092 | #N/A | Water Main |  | AC | 300 |  | WMAC300 |  | 71.4967 |  | 0 | 692.7015 | 49525.8694 | 1 | 49525.8694 | 13% | 55964.2324 |  | 55964.2324 |  |  |  | Y | [7 empty] | 4804.0114 |  |  |  |  | 4804.0114 |  |  |  | 55964.2324 |  |  |  |  | 55964.2324
MMTWM093 | #N/A | Water Main |  | AC | 300 |  | WMAC300 |  | 70.2456 |  | 0 | 692.7015 | 48659.2306 | 1 | 48659.2306 | 13% | 54984.9306 |  | 54984.9306 |  |  |  | Y | [7 empty] | 4804.0114 |  |  |  |  | 4804.0114 |  |  |  | 54984.9306 |  |  |  |  | 54984.9306
MMTWM094 | C0017444 | Water Main |  | AC | 250 |  | WMAC250 |  | 156.591 |  | 0 | 562.2902 | 88049.5804 | 1 | 88049.5804 | 13% | 99496.0259 |  | 99496.0259 |  |  |  | Y | [7 empty] | 4804.0114 |  |  |  |  | 4804.0114 |  |  |  | 99496.0259 |  |  |  |  | 99496.0259
MMTWM095 | C0017443 | Water Main |  | AC | 250 |  | WMAC250 |  | 93.582 |  | 0 | 562.2902 | 52620.2389 | 1 | 52620.2389 | 13% | 59460.87 |  | 59460.87 |  |  |  | Y | [7 empty] | 4804.0114 |  |  |  |  | 4804.0114 |  |  |  | 59460.87 |  |  |  |  | 59460.87
MMTWM096 | C0017283 | Water Main |  | AC | 200 |  | WMAC200 |  | 97.0276 |  | 0 | 336.6376 | 32663.1414 | 1 | 32663.1414 | 13% | 36909.3497 |  | 36909.3497 |  |  |  | Y | [7 empty] | 4804.0114 |  |  |  |  | 4804.0114 |  |  |  | 36909.3497 |  |  |  |  | 36909.3497
MMTWM098 | C0017175 | Water Main |  | AC | 250 |  | WMAC250 |  | 72.668 |  | 0 | 562.2902 | 40860.5023 | 1 | 40860.5023 | 13% | 46172.3676 |  | 46172.3676 |  |  |  | Y | [7 empty] | 4804.0114 |  |  |  |  | 4804.0114 |  |  |  | 46172.3676 |  |  |  |  | 46172.3676
MMTWM099 | C0016305 | Water Main |  | AC | 300 |  | WMAC300 |  | 30.4459 |  | 0 | 692.7015 | 21089.9198 | 1 | 21089.9198 | 13% | 23831.6093 |  | 23831.6093 |  |  |  | Y | [7 empty] | 4804.0114 |  |  |  |  | 4804.0114 |  |  |  | 23831.6093 |  |  |  |  | 23831.6093
MMTWM100 | C0016300 | Water Main |  | AC | 250 |  | WMAC250 |  | 114.13 |  | 0 | 562.2902 | 64174.1774 | 1 | 64174.1774 | 13% | 72516.8205 |  | 72516.8205 |  |  |  | Y | [7 empty] | 4804.0114 |  |  |  |  | 4804.0114 |  |  |  | 72516.8205 |  |  |  |  | 72516.8205
MMTWM101 | C0016300 | Water Main |  | AC | 250 |  | WMAC250 |  | 86.4164 |  | 0 | 562.2902 | 48591.0925 | 1 | 48591.0925 | 13% | 54907.9345 |  | 54907.9345 |  |  |  | Y | [7 empty] | 4804.0114 |  |  |  |  | 4804.0114 |  |  |  | 54907.9345 |  |  |  |  | 54907.9345
NEBWM001 | C0052062 | Water Main |  | Unknown | 200 |  | WM200 |  | 364.585 |  | 0 | 336.6376 | 122733.0305 | 1 | 122733.0305 | 13% | 138688.3245 |  | 138688.3245 | [5 empty] | Y | [7 empty] | 1398.8709 |  |  | 1398.8709 | [5 empty] | 138688.3245 |  |  | 138688.3245
NEBWM026 | #N/A | Water Main |  | Unknown | 100 |  | WM100 |  | 59.9842 |  | 0 | 185.7163 | 11140.0408 | 1 | 11140.0408 | 13% | 12588.2461 |  | 12588.2461 | [5 empty] | Y | [7 empty] | 1398.8709 |  |  | 1398.8709 | [5 empty] | 12588.2461 |  |  | 12588.2461
NEBWM036 | C0018001 | Water Main |  | Unknown | 100 |  | WM100 |  | 1025.84 |  | 0 | 185.7163 | 190515.1605 | 1 | 190515.1605 | 13% | 215282.1313 |  | 215282.1313 | [5 empty] | Y | [7 empty] | 1398.8709 |  |  | 1398.8709 | [5 empty] | 215282.1313 |  |  | 215282.1313
NEBWM039 | #N/A | Water Main |  | Unknown | 50 |  | WM50 |  | 156.593 |  | 0 | 185.7163 | 29081.8651 | 1 | 29081.8651 | 13% | 32862.5076 |  | 32862.5076 | [5 empty] | Y | [7 empty] | 1398.8709 |  |  | 1398.8709 | [5 empty] | 32862.5076 |  |  | 32862.5076
100 | #N/A | Raw Water Main |  | Unknown | 150 |  | WM150 |  | 3891.8 |  | 0 | 223.8044 | 871002.0095 | 1 | 871002.0095 | 13% | 984232.2708 |  | 984232.2708 | [5 empty] | Y | [7 empty] | 1398.8709 |  |  | 1398.8709 | [5 empty] | 984232.2708 |  |  | 984232.2708
101 | #N/A | Raw Water Main |  | Unknown | 150 |  | WM150 |  | 1366.69 |  | 0 | 223.8044 | 305871.2515 | 1 | 305871.2515 | 13% | 345634.5141 |  | 345634.5141 | [5 empty] | Y | [7 empty] | 1398.8709 |  |  | 1398.8709 | [5 empty] | 345634.5141 |  |  | 345634.5141
NEBWM004 | C0017883 | Water Main |  | Unknown | 150 |  | WM150 |  | 209.619 |  | 0 | 223.8044 | 46913.657 | 1 | 46913.657 | 13% | 53012.4324 |  | 53012.4324 | [5 empty] | Y | [7 empty] | 1398.8709 |  |  | 1398.8709 | [5 empty] | 53012.4324 |  |  | 53012.4324
NEBWM004 | C0017883 | Water Main |  | Unknown | 150 |  | WM150 |  | 228.407 |  | 0 | 223.8044 | 51118.4943 | 1 | 51118.4943 | 13% | 57763.8985 |  | 57763.8985 | [5 empty] | Y | [7 empty] | 1398.8709 |  |  | 1398.8709 | [5 empty] | 57763.8985 |  |  | 57763.8985
NEW | C0016580 | Water Main |  | Unknown | 450 |  | WM450 |  | 25.1101 |  | 0 | 1163.0715 | 29204.8412 | 1 | 29204.8412 | 13% | 33001.4705 |  | 33001.4705 |  |  |  | Y | [7 empty] | 4804.0114 |  |  |  |  | 4804.0114 |  |  |  | 33001.4705 |  |  |  |  | 33001.4705
102 | #N/A | Water Main |  | Unknown | 300 |  | WM300 |  | 562.551 |  | 0 | 692.7015 | 389679.9063 | 1 | 389679.9063 | 13% | 440338.2942 |  | 440338.2942 |  | Y | [7 empty] | 16150.8537 | [6 empty] | 16150.8537 |  | 440338.2942 | [6 empty] | 440338.2942
NEBWM002 | C0052067 | Water Main |  | Unknown | 200 |  | WM200 |  | 184.496 |  | 0 | 336.6376 | 62108.2963 | 1 | 62108.2963 | 13% | 70182.3748 |  | 70182.3748 | [5 empty] | Y | [7 empty] | 1398.8709 |  |  | 1398.8709 | [5 empty] | 70182.3748 |  |  | 70182.3748
20 | #N/A | Water Main |  | Unknown | 300 |  | WM300 |  | 684.19 |  | 0 | 692.7015 | 473939.4208 | 1 | 473939.4208 | 13% | 535551.5455 |  | 535551.5455 |  | Y | [7 empty] | 16150.8537 | [6 empty] | 16150.8537 |  | 535551.5455 | [6 empty] | 535551.5455
103 | #N/A | Water Main |  | Unknown | 450 |  | WM450 |  | 67.5563 |  | 0 | 1163.0715 | 78572.8058 | 1 | 78572.8058 | 13% | 88787.2706 |  | 88787.2706 |  |  |  |  | Y | [7 empty] | 1722.8586 |  |  |  | 1722.8586 |  |  |  |  | 88787.2706 |  |  |  | 88787.2706
104 | #N/A | Water Main |  | Unknown | 450 |  | WM450 |  | 67.5563 |  | 0 | 1163.0715 | 78572.8058 | 1 | 78572.8058 | 13% | 88787.2706 |  | 88787.2706 |  |  |  |  | Y | [7 empty] | 1722.8586 |  |  |  | 1722.8586 |  |  |  |  | 88787.2706 |  |  |  | 88787.2706
105 | #N/A | Water Main |  | Unknown | 450 |  | WM450 |  | 197.107 |  | 0 | 1163.0715 | 229249.5303 | 1 | 229249.5303 | 13% | 259051.9692 |  | 259051.9692 |  |  |  |  | Y | [7 empty] | 1722.8586 |  |  |  | 1722.8586 |  |  |  |  | 259051.9692 |  |  |  | 259051.9692
106 | #N/A | Water Main |  | Unknown | 375 |  | WM375 |  | 512.548 |  | 0 | 900.7759 | 461690.9032 | 1 | 461690.9032 | 13% | 521710.7206 |  | 521710.7206 |  |  |  |  | Y | [7 empty] | 1722.8586 |  |  |  | 1722.8586 |  |  |  |  | 521710.7206 |  |  |  | 521710.7206
107 | #N/A | Water Main |  | Unknown | 300 |  | WM300 |  | 49.6759 |  | 0 | 692.7015 | 34410.5691 | 1 | 34410.5691 | 13% | 38883.9431 |  | 38883.9431 |  |  |  |  | Y | [7 empty] | 1722.8586 |  |  |  | 1722.8586 |  |  |  |  | 38883.9431 |  |  |  | 38883.9431
108 | #N/A | Water Main |  | Unknown | 300 |  | WM300 |  | 102.02 |  | 0 | 692.7015 | 70669.4043 | 1 | 70669.4043 | 13% | 79856.4268 |  | 79856.4268 |  |  |  |  | Y | [7 empty] | 1722.8586 |  |  |  | 1722.8586 |  |  |  |  | 79856.4268 |  |  |  | 79856.4268
109 | #N/A | Water Main |  | Unknown | 200 |  | WM200 |  | 14.176 |  | 0 | 336.6376 | 4772.1751 | 1 | 4772.1751 | 13% | 5392.5578 |  | 5392.5578 |  |  |  |  | Y | [7 empty] | 1722.8586 |  |  |  | 1722.8586 |  |  |  |  | 5392.5578 |  |  |  | 5392.5578
110 | #N/A | Water Main |  | Unknown | 200 |  | WM200 |  | 440.96 |  | 0 | 336.6376 | 148443.7296 | 1 | 148443.7296 | 13% | 167741.4144 |  | 167741.4144 |  |  |  |  | Y | [7 empty] | 1722.8586 |  |  |  | 1722.8586 |  |  |  |  | 167741.4144 |  |  |  | 167741.4144
111 | #N/A | Water Main |  | Unknown | 200 |  | WM200 |  | 521.112 |  | 0 | 336.6376 | 175425.909 | 1 | 175425.909 | 13% | 198231.2771 |  | 198231.2771 |  |  |  |  | Y | [7 empty] | 1722.8586 |  |  |  | 1722.8586 |  |  |  |  | 198231.2771 |  |  |  | 198231.2771
112 | #N/A | Water Main |  | Unknown | 200 |  | WM200 |  | 86.7945 |  | 0 | 336.6376 | 29218.2948 | 1 | 29218.2948 | 13% | 33016.6732 |  | 33016.6732 |  |  |  |  | Y | [7 empty] | 1722.8586 |  |  |  | 1722.8586 |  |  |  |  | 33016.6732 |  |  |  | 33016.6732
113 | #N/A | Water Main |  | Unknown | 200 |  | WM200 |  | 398.117 |  | 0 | 336.6376 | 134021.1636 | 1 | 134021.1636 | 13% | 151443.9148 |  | 151443.9148 |  |  |  |  | Y | [7 empty] | 1722.8586 |  |  |  | 1722.8586 |  |  |  |  | 151443.9148 |  |  |  | 151443.9148
114 | #N/A | Water Main |  | Unknown | 150 |  | WM150 |  | 210.966 |  | 0 | 223.8044 | 47215.1215 | 1 | 47215.1215 | 13% | 53353.0873 |  | 53353.0873 |  |  |  |  | Y | [7 empty] | 1722.8586 |  |  |  | 1722.8586 |  |  |  |  | 53353.0873 |  |  |  | 53353.0873
115 | #N/A | Water Main |  | Unknown | 200 |  | WM200 |  | 451.586 |  | 0 | 336.6376 | 152020.841 | 1 | 152020.841 | 13% | 171783.5504 |  | 171783.5504 |  |  |  |  | Y | [7 empty] | 1722.8586 |  |  |  | 1722.8586 |  |  |  |  | 171783.5504 |  |  |  | 171783.5504
116 | #N/A | Water Main |  | Unknown | 250 |  | WM250 |  | 90.778 |  | 0 | 562.2902 | 51043.5773 | 1 | 51043.5773 | 13% | 57679.2423 |  | 57679.2423 |  |  |  |  | Y | [7 empty] | 1722.8586 |  |  |  | 1722.8586 |  |  |  |  | 57679.2423 |  |  |  | 57679.2423
117 | #N/A | Water Main |  | Unknown | 300 |  | WM300 |  | 620.996 |  | 0 | 692.7015 | 430164.8439 | 1 | 430164.8439 | 13% | 486086.2736 |  | 486086.2736 |  |  |  |  | Y | [7 empty] | 1722.8586 |  |  |  | 1722.8586 |  |  |  |  | 486086.2736 |  |  |  | 486086.2736
118 | #N/A | Water Main |  | Unknown | 200 |  | WM200 |  | 101.07 |  | 0 | 336.6376 | 34023.9653 | 1 | 34023.9653 | 13% | 38447.0808 |  | 38447.0808 |  |  |  |  | Y | [7 empty] | 1722.8586 |  |  |  | 1722.8586 |  |  |  |  | 38447.0808 |  |  |  | 38447.0808
119 | #N/A | Water Main |  | Unknown | 200 |  | WM200 |  | 347.469 |  | 0 | 336.6376 | 116971.1409 | 1 | 116971.1409 | 13% | 132177.3892 |  | 132177.3892 |  |  |  |  | Y | [7 empty] | 1722.8586 |  |  |  | 1722.8586 |  |  |  |  | 132177.3892 |  |  |  | 132177.3892
120 | #N/A | Water Main |  | Unknown | 200 |  | WM200 |  | 78.0349 |  | 0 | 336.6376 | 26269.4838 | 1 | 26269.4838 | 13% | 29684.5167 |  | 29684.5167 |  |  |  |  | Y | [7 empty] | 1722.8586 |  |  |  | 1722.8586 |  |  |  |  | 29684.5167 |  |  |  | 29684.5167
121 | #N/A | Water Main |  | Unknown | 200 |  | WM200 |  | 37.4201 |  | 0 | 336.6376 | 12597.0138 | 1 | 12597.0138 | 13% | 14234.6256 |  | 14234.6256 |  |  |  |  | Y | [7 empty] | 1722.8586 |  |  |  | 1722.8586 |  |  |  |  | 14234.6256 |  |  |  | 14234.6256
122 | #N/A | Water Main |  | Unknown | 200 |  | WM200 |  | 558.285 |  | 0 | 336.6376 | 187939.7396 | 1 | 187939.7396 | 13% | 212371.9057 |  | 212371.9057 |  |  |  |  | Y | [7 empty] | 1722.8586 |  |  |  | 1722.8586 |  |  |  |  | 212371.9057 |  |  |  | 212371.9057
123 | #N/A | Water Main |  | Unknown | 250 |  | WM250 |  | 493.146 |  | 0 | 562.2902 | 277291.1495 | 1 | 277291.1495 | 13% | 313338.9989 |  | 313338.9989 |  |  |  |  | Y | [7 empty] | 1722.8586 |  |  |  | 1722.8586 |  |  |  |  | 313338.9989 |  |  |  | 313338.9989
124 | #N/A | Water Main |  | Unknown | 200 |  | WM200 |  | 752.299 |  | 0 | 336.6376 | 253252.1529 | 1 | 253252.1529 | 13% | 286174.9327 |  | 286174.9327 |  |  |  | Y | [7 empty] | 4804.0114 |  |  |  |  | 4804.0114 |  |  |  | 286174.9327 |  |  |  |  | 286174.9327
125 | #N/A | Water Main |  | Unknown | 200 |  | WM200 |  | 728.58 |  | 0 | 336.6376 | 245267.4449 | 1 | 245267.4449 | 13% | 277152.2127 |  | 277152.2127 |  |  |  | Y | [7 empty] | 4804.0114 |  |  |  |  | 4804.0114 |  |  |  | 277152.2127 |  |  |  |  | 277152.2127
126 | #N/A | Water Main |  | Unknown | 200 |  | WM200 |  | 204.591 |  | 0 | 336.6376 | 68873.0295 | 1 | 68873.0295 | 13% | 77826.5233 |  | 77826.5233 |  |  |  | Y | [7 empty] | 4804.0114 |  |  |  |  | 4804.0114 |  |  |  | 77826.5233 |  |  |  |  | 77826.5233
WMF46 | C0052423 | Water Main |  | Unknown | 150 |  | WM150 |  | 587.245 |  | 0 | 223.8044 | 131428.0218 | 1 | 131428.0218 | 13% | 148513.6646 |  | 148513.6646 |  | Y | [7 empty] | 16150.8537 | [6 empty] | 16150.8537 |  | 148513.6646 | [6 empty] | 148513.6646
WMF01 | C0053297 | Water Main |  | Unknown | 450 |  | WM450 |  | 1377.09 |  | 0 | 1163.0715 | 1601654.1047 | 1 | 1601654.1047 | 13% | 1809869.1383 | 50% | 904934.5692 |  | Y | [7 empty] | 16150.8537 | [6 empty] | 16150.8537 |  | 904934.5692 | [6 empty] | 904934.5692
WMF02 | #N/A | Water Main |  | Unknown | 450 |  | WM450 |  | 561.931 |  | 0 | 1163.0715 | 653565.92 | 1 | 653565.92 | 13% | 738529.4896 | 50% | 369264.7448 |  | Y | [7 empty] | 16150.8537 | [6 empty] | 16150.8537 |  | 369264.7448 | [6 empty] | 369264.7448
WMF03 | C0053317 | Water Main |  | Unknown | 250 |  | WM250 |  | 1315.68 |  | 0 | 562.2902 | 739793.9343 | 1 | 739793.9343 | 13% | 835967.1458 | 50% | 417983.5729 |  | Y | [7 empty] | 16150.8537 | [6 empty] | 16150.8537 |  | 417983.5729 | [6 empty] | 417983.5729
WMF04 | C0053325 | Water Main |  | Unknown | 375 |  | WM375 |  | 454.989 |  | 0 | 900.7759 | 409843.1412 | 1 | 409843.1412 | 13% | 463122.7496 | 50% | 231561.3748 |  | Y | [7 empty] | 16150.8537 | [6 empty] | 16150.8537 |  | 231561.3748 | [6 empty] | 231561.3748
WMF05 | #N/A | Water Main |  | Unknown | 375 |  | WM375 |  | 359.912 |  | 0 | 900.7759 | 324200.0678 | 1 | 324200.0678 | 13% | 366346.0766 | 50% | 183173.0383 |  | Y | [7 empty] | 16150.8537 | [6 empty] | 16150.8537 |  | 183173.0383 | [6 empty] | 183173.0383
WMF06 | #N/A | Water Main |  | Unknown | 300 |  | WM300 |  | 399.423 |  | 0 | 692.7015 | 276680.9005 | 1 | 276680.9005 | 13% | 312649.4175 | 50% | 156324.7088 |  | Y | [7 empty] | 16150.8537 | [6 empty] | 16150.8537 |  | 156324.7088 | [6 empty] | 156324.7088
WMF15 | C0053308 | Water Main |  | Unknown | 300 |  | WM300 |  | 1126.97 |  | 0 | 692.7015 | 780653.779 | 1 | 780653.779 | 13% | 882138.7703 | 50% | 441069.3852 |  | Y | [7 empty] | 16150.8537 | [6 empty] | 16150.8537 |  | 441069.3852 | [6 empty] | 441069.3852
RWMF03 | #N/A | Raw Water Main |  | Unknown | 150 |  | WM150 |  | 508.9 |  | 0 | 223.8044 | 113894.0651 | 1 | 113894.0651 | 13% | 128700.2936 | 50% | 64350.1468 | [5 empty] | Y | [7 empty] | 1398.8709 |  |  | 1398.8709 | [5 empty] | 64350.1468 |  |  | 64350.1468
RW09 | #N/A | Raw Water Main |  | AC | 375 |  | WMAC375 |  | 22.7429 |  | 0 | 900.7759 | 20486.257 | 1 | 20486.257 | 13% | 23149.4704 | 100% | 0 | Y | [7 empty] | 6105.4489 | [7 empty] | 6105.4489 | 0 | [7 empty] | 0
RW081 | #N/A | Raw Water Main |  | Unknown | 375 |  | WM375 |  | 19.5787 |  | 0 | 900.7759 | 17636.0218 | 1 | 17636.0218 | 13% | 19928.7046 | 100% | 0 | Y | [7 empty] | 6105.4489 | [7 empty] | 6105.4489 | 0 | [7 empty] | 0
RW083 | #N/A | Raw Water Main |  | AC | 375 |  | WMAC375 |  | 648.397 |  | 0 | 900.7759 | 584060.413 | 1 | 584060.413 | 13% | 659988.2667 | 100% | 0 | Y | [7 empty] | 6105.4489 | [7 empty] | 6105.4489 | 0 | [7 empty] | 0
RW070 | #N/A | Raw Water Main |  | Unknown | 375 |  | WM375 |  | 297.21 |  | 0 | 900.7759 | 267719.6152 | 1 | 267719.6152 | 13% | 302523.1652 | 100% | 6.7174e-11 | Y | [7 empty] | 6105.4489 | [7 empty] | 6105.4489 | 6.7174e-11 | [7 empty] | 6.7174e-11
RW078 | #N/A | Raw Water Main |  | Unknown | 375 |  | WM375 |  | 13.4778 |  | 0 | 900.7759 | 12140.4779 | 1 | 12140.4779 | 13% | 13718.74 | 100% | 0 | Y | [7 empty] | 6105.4489 | [7 empty] | 6105.4489 | 0 | [7 empty] | 0
RW085 | #N/A | Raw Water Main |  | Unknown | 375 |  | WM375 |  | 2229.88 |  | 0 | 900.7759 | 2008622.2386 | 1 | 2008622.2386 | 13% | 2269743.1297 | 100% | 0 | Y | [7 empty] | 6105.4489 | [7 empty] | 6105.4489 | 0 | [7 empty] | 0
RW077 | #N/A | Raw Water Main |  | Unknown | 750 |  | WM750 |  | 919.412 |  | 0 | 1985.1024 | 1825126.9428 | 1 | 1825126.9428 | 13% | 2062393.4454 | 100% | 0 | Y | [7 empty] | 6105.4489 | [7 empty] | 6105.4489 | 0 | [7 empty] | 0
RW076 | #N/A | Raw Water Main |  | AC | 375 |  | WMAC375 |  | 2207.81 |  | 0 | 900.7759 | 1988742.1138 | 1 | 1988742.1138 | 13% | 2247278.5886 | 100% | 0 | Y | [7 empty] | 6105.4489 | [7 empty] | 6105.4489 | 0 | [7 empty] | 0
RW086 | #N/A | Raw Water Main |  | AC | 375 |  | WMAC375 |  | 1773.88 |  | 0 | 900.7759 | 1597868.4129 | 1 | 1597868.4129 | 13% | 1805591.3066 | 100% | 2.0046e-10 | Y | [7 empty] | 6105.4489 | [7 empty] | 6105.4489 | 2.0046e-10 | [7 empty] | 2.0046e-10
RW087 | #N/A | Raw Water Main |  | AC | 375 |  | WMAC375 |  | 1204.37 |  | 0 | 900.7759 | 1084867.5111 | 1 | 1084867.5111 | 13% | 1225900.2875 | 100% | 0 | Y | [7 empty] | 6105.4489 | [7 empty] | 6105.4489 | 0 | [7 empty] | 0
RW088 | #N/A | Raw Water Main |  | AC | 375 |  | WMAC375 |  | 37.4344 |  | 0 | 900.7759 | 33720.0066 | 1 | 33720.0066 | 13% | 38103.6075 | 100% | 0 | Y | [7 empty] | 6105.4489 | [7 empty] | 6105.4489 | 0 | [7 empty] | 0
RW089 | #N/A | Raw Water Main |  | AC | 375 |  | WMAC375 |  | 373.747 |  | 0 | 900.7759 | 336662.3028 | 1 | 336662.3028 | 13% | 380428.4022 | 100% | 0 | Y | [7 empty] | 6105.4489 | [7 empty] | 6105.4489 | 0 | [7 empty] | 0
RW090 | #N/A | Raw Water Main |  | AC | 375 |  | WMAC375 |  | 1152.09 |  | 0 | 900.7759 | 1037774.9452 | 1 | 1037774.9452 | 13% | 1172685.6881 | 100% | 0 | Y | [7 empty] | 6105.4489 | [7 empty] | 6105.4489 | 0 | [7 empty] | 0
RW091 | #N/A | Raw Water Main |  | AC | 375 |  | WMAC375 |  | 104.031 |  | 0 | 900.7759 | 93708.6211 | 1 | 93708.6211 | 13% | 105890.7419 | 100% | 0 | Y | [7 empty] | 6105.4489 | [7 empty] | 6105.4489 | 0 | [7 empty] | 0
RW079 | #N/A | Raw Water Main |  | AC | 375 |  | WMAC375 |  | 873.061 |  | 0 | 900.7759 | 786432.3373 | 1 | 786432.3373 | 13% | 888668.5411 | 100% | 9.8662e-11 | Y | [7 empty] | 6105.4489 | [7 empty] | 6105.4489 | 9.8662e-11 | [7 empty] | 9.8662e-11
RW084 | #N/A | Raw Water Main |  | AC | 375 |  | WMAC375 |  | 2293.4 |  | 0 | 900.7759 | 2065839.5259 | 1 | 2065839.5259 | 13% | 2334398.6643 | 100% | 0 | Y | [7 empty] | 6105.4489 | [7 empty] | 6105.4489 | 0 | [7 empty] | 0
RW092 | #N/A | Raw Water Main |  | AC | 375 |  | WMAC375 |  | 1747.38 |  | 0 | 900.7759 | 1573997.8507 | 1 | 1573997.8507 | 13% | 1778617.5713 | 100% | 0 | Y | [7 empty] | 6105.4489 | [7 empty] | 6105.4489 | 0 | [7 empty] | 0
RW093 | #N/A | Raw Water Main |  | AC | 375 |  | WMAC375 |  | 1647.55 |  | 0 | 900.7759 | 1484073.3893 | 1 | 1484073.3893 | 13% | 1677002.9299 | 100% | 0 | Y | [7 empty] | 6105.4489 | [7 empty] | 6105.4489 | 0 | [7 empty] | 0
RW095 | #N/A | Raw Water Main |  | AC | 375 |  | WMAC375 |  | 28.4895 |  | 0 | 900.7759 | 25662.656 | 1 | 25662.656 | 13% | 28998.8012 | 100% | 0 | Y | [7 empty] | 6105.4489 | [7 empty] | 6105.4489 | 0 | [7 empty] | 0
RW094 | #N/A | Raw Water Main |  | AC | 375 |  | WMAC375 |  | 242.593 |  | 0 | 900.7759 | 218521.936 | 1 | 218521.936 | 13% | 246929.7877 | 100% | 0 | Y | [7 empty] | 6105.4489 | [7 empty] | 6105.4489 | 0 | [7 empty] | 0
RW082 | #N/A | Raw Water Main |  | AC | 375 |  | WMAC375 |  | 1016.96 |  | 0 | 900.7759 | 916053.0934 | 1 | 916053.0934 | 13% | 1035139.9955 | 100% | 1.1492e-10 | Y | [7 empty] | 6105.4489 | [7 empty] | 6105.4489 | 1.1492e-10 | [7 empty] | 1.1492e-10
RW075 | #N/A | Raw Water Main |  | AC | 750 |  | WMAC750 |  | 617.424 |  | 0 | 1985.1024 | 1225649.8474 | 1 | 1225649.8474 | 13% | 1384984.3276 | 100% | 0 | Y | [7 empty] | 6105.4489 | [7 empty] | 6105.4489 | 0 | [7 empty] | 0
RW066 | #N/A | Raw Water Main |  | AC | 375 |  | WMAC375 |  | 178.851 |  | 0 | 900.7759 | 161104.6765 | 1 | 161104.6765 | 13% | 182048.2844 | 100% | 0 | Y | [7 empty] | 6105.4489 | [7 empty] | 6105.4489 | 0 | [7 empty] | 0
RW02 | #N/A | Raw Water Main |  | AC | 525 |  | WMAC525 |  | 1452.36 |  | 0 | 1407.775 | 2044596.1712 | 1 | 2044596.1712 | 13% | 2310393.6735 | 100% | 0 |  | Y | [7 empty] | 16150.8537 | [6 empty] | 16150.8537 |  | 0 | [6 empty] | 0
CARWM01 | C0008966 | Water Main |  | AC | 100 |  | WMAC100 |  | 150.95 |  | 0 | 185.7163 | 28033.8683 | 1 | 28033.8683 | 13% | 31678.2712 | 100% | 0 | [6 empty] | Y | [7 empty] | 159.6498 |  | 159.6498 | [6 empty] | 0 |  | 0
CARWM02 | C0008872 | Water Main |  | AC | 100 |  | WMAC100 |  | 129.67 |  | 0 | 185.7163 | 24081.8265 | 1 | 24081.8265 | 13% | 27212.4639 | 100% | 0 | [6 empty] | Y | [7 empty] | 159.6498 |  | 159.6498 | [6 empty] | 0 |  | 0
CARWM03 | C0008877 | Water Main |  | AC | 100 |  | WMAC100 |  | 330.17 |  | 0 | 185.7163 | 61317.9351 | 1 | 61317.9351 | 13% | 69289.2666 | 100% | 0 | [6 empty] | Y | [7 empty] | 159.6498 |  | 159.6498 | [6 empty] | 0 |  | 0
CARWM04 | C0008867 | Water Main |  | AC | 100 |  | WMAC100 |  | 3.86 |  | 0 | 185.7163 | 716.8647 | 1 | 716.8647 | 13% | 810.0572 | 100% | 0 | [6 empty] | Y | [7 empty] | 159.6498 |  | 159.6498 | [6 empty] | 0 |  | 0
CARWM05 | C0008964 | Water Main |  | uPVC | 100 |  | WMuPVC100 |  | 223.74 |  | 0 | 185.7163 | 41552.1543 | 1 | 41552.1543 | 13% | 46953.9344 | 100% | 0 | [6 empty] | Y | [7 empty] | 159.6498 |  | 159.6498 | [6 empty] | 0 |  | 0
CARWM06 | C0060151 | Water Main |  | AC | 100 |  | WMAC100 |  | 4.7 |  | 0 | 185.7163 | 872.8664 | 1 | 872.8664 | 13% | 986.339 | 100% | 0 | [6 empty] | Y | [7 empty] | 159.6498 |  | 159.6498 | [6 empty] | 0 |  | 0
CARWM07 | C0008870 | Water Main |  | AC | 100 |  | WMAC100 |  | 80.12 |  | 0 | 185.7163 | 14879.5861 | 1 | 14879.5861 | 13% | 16813.9323 | 100% | 0 | [6 empty] | Y | [7 empty] | 159.6498 |  | 159.6498 | [6 empty] | 0 |  | 0
CARWM08 | C0008874 | Water Main |  | AC | 100 |  | WMAC100 |  | 122.8 |  | 0 | 185.7163 | 22805.9558 | 1 | 22805.9558 | 13% | 25770.7301 | 100% | 0 | [6 empty] | Y | [7 empty] | 159.6498 |  | 159.6498 | [6 empty] | 0 |  | 0
CARWM09 | C0008876 | Water Main |  | AC | 100 |  | WMAC100 |  | 130.95 |  | 0 | 185.7163 | 24319.5433 | 1 | 24319.5433 | 13% | 27481.0839 | 100% | 0 | [6 empty] | Y | [7 empty] | 159.6498 |  | 159.6498 | [6 empty] | 0 |  | 0
CARWM10 | C0052378 | Water Main |  | AC | 100 |  | WMAC100 |  | 331.59 |  | 0 | 185.7163 | 61581.6522 | 1 | 61581.6522 | 13% | 69587.2669 | 100% | 0 | [6 empty] | Y | [7 empty] | 159.6498 |  | 159.6498 | [6 empty] | 0 |  | 0
CARWM11 | C0052379 | Water Main |  | AC | 150 |  | WMAC150 |  | 5.89 |  | 0 | 223.8044 | 1318.208 | 1 | 1318.208 | 13% | 1489.575 | 100% | 0 | [6 empty] | Y | [7 empty] | 159.6498 |  | 159.6498 | [6 empty] | 0 |  | 0
CARWM12 | C0008965 | Water Main |  | AC | 150 |  | WMAC150 |  | 225.57 |  | 0 | 223.8044 | 50483.5612 | 1 | 50483.5612 | 13% | 57046.4241 | 100% | 0 | [6 empty] | Y | [7 empty] | 159.6498 |  | 159.6498 | [6 empty] | 0 |  | 0
CARWM13 | C0008875 | Water Main |  | AC | 150 |  | WMAC150 |  | 190.64 |  | 0 | 223.8044 | 42666.0731 | 1 | 42666.0731 | 13% | 48212.6625 | 100% | 0 | [6 empty] | Y | [7 empty] | 159.6498 |  | 159.6498 | [6 empty] | 0 |  | 0
CARWM14 | C0060318 | Water Main |  | AC | 150 |  | WMAC150 |  | 21.32 |  | 0 | 223.8044 | 4771.5101 | 1 | 4771.5101 | 13% | 5391.8064 | 100% | 0 | [6 empty] | Y | [7 empty] | 159.6498 |  | 159.6498 | [6 empty] | 0 |  | 0
CARWM15 | C0008931 | Water Main |  | AC | 150 |  | WMAC150 |  | 44.79 |  | 0 | 223.8044 | 10024.1996 | 1 | 10024.1996 | 13% | 11327.3455 | 100% | 0 | [6 empty] | Y | [7 empty] | 159.6498 |  | 159.6498 | [6 empty] | 0 |  | 0
CARWM16 | C0008935 | Water Main |  | AC | 150 |  | WMAC150 |  | 194.76 |  | 0 | 223.8044 | 43588.1472 | 1 | 43588.1472 | 13% | 49254.6064 | 100% | 0 | [6 empty] | Y | [7 empty] | 159.6498 |  | 159.6498 | [6 empty] | 0 |  | 0
CARWM17 | C0008933 | Water Main |  | AC | 150 |  | WMAC150 |  | 109.54 |  | 0 | 223.8044 | 24515.5353 | 1 | 24515.5353 | 13% | 27702.5548 | 100% | 0 | [6 empty] | Y | [7 empty] | 159.6498 |  | 159.6498 | [6 empty] | 0 |  | 0
CARWM18 | C0008871 | Water Main |  | AC | 100 |  | WMAC100 |  | 137.47 |  | 0 | 185.7163 | 25530.4132 | 1 | 25530.4132 | 13% | 28849.3669 | 100% | 0 | [6 empty] | Y | [7 empty] | 159.6498 |  | 159.6498 | [6 empty] | 0 |  | 0
CARWM19 | C0060316 | Water Main |  | AC | 100 |  | WMAC100 |  | 6.74 |  | 0 | 185.7163 | 1251.7275 | 1 | 1251.7275 | 13% | 1414.4521 | 100% | 0 | [6 empty] | Y | [7 empty] | 159.6498 |  | 159.6498 | [6 empty] | 0 |  | 0
CARWM20 | C0008948 | Water Main |  | AC | 100 |  | WMAC100 |  | 72.96 |  | 0 | 185.7163 | 13549.8578 | 1 | 13549.8578 | 13% | 15311.3393 | 100% | 0 | [6 empty] | Y | [7 empty] | 159.6498 |  | 159.6498 | [6 empty] | 0 |  | 0
CARWM21 | C0060315 | Water Main |  | AC | 100 |  | WMAC100 |  | 13.85 |  | 0 | 185.7163 | 2572.1701 | 1 | 2572.1701 | 13% | 2906.5522 | 100% | 0 | [6 empty] | Y | [7 empty] | 159.6498 |  | 159.6498 | [6 empty] | 0 |  | 0
CARWM22 | C0008950 | Water Main |  | AC | 100 |  | WMAC100 |  | 153.07 |  | 0 | 185.7163 | 28427.5868 | 1 | 28427.5868 | 13% | 32123.173 | 100% | 0 | [6 empty] | Y | [7 empty] | 159.6498 |  | 159.6498 | [6 empty] | 0 |  | 0
CARWM23 | C0052126 | Water Main |  | AC | 100 |  | WMAC100 |  | 64.61 |  | 0 | 185.7163 | 11999.1271 | 1 | 11999.1271 | 13% | 13559.0136 | 100% | 0 | [6 empty] | Y | [7 empty] | 159.6498 |  | 159.6498 | [6 empty] | 0 |  | 0
CARWM24 | C0051899 | Water Main |  | AC | 100 |  | WMAC100 |  | 266.23 |  | 0 | 185.7163 | 49443.2379 | 1 | 49443.2379 | 13% | 55870.8588 | 100% | 0 | [6 empty] | Y | [7 empty] | 159.6498 |  | 159.6498 | [6 empty] | 0 |  | 0
CARWM25 | C0008949 | Water Main |  | AC | 100 |  | WMAC100 |  | 93.6 |  | 0 | 185.7163 | 17383.0412 | 1 | 17383.0412 | 13% | 19642.8366 | 100% | 0 | [6 empty] | Y | [7 empty] | 159.6498 |  | 159.6498 | [6 empty] | 0 |  | 0
CARWM26 | C0008951 | Water Main |  | AC | 100 |  | WMAC100 |  | 99.55 |  | 0 | 185.7163 | 18488.0529 | 1 | 18488.0529 | 13% | 20891.4998 | 100% | 0 | [6 empty] | Y | [7 empty] | 159.6498 |  | 159.6498 | [6 empty] | 0 |  | 0
CARWM27 | #N/A | Raw Water Main |  | AC | 100 |  | WMAC100 |  | 296.15 |  | 0 | 185.7163 | 54999.8682 | 1 | 54999.8682 | 13% | 62149.851 | 100% | 0 | [6 empty] | Y | [7 empty] | 159.6498 |  | 159.6498 | [6 empty] | 0 |  | 0
STLWM01 | C0018126 | Water Main |  | AC | 150 |  | WMAC150 |  | 219.29 |  | 0 | 223.8044 | 49078.0694 | 1 | 49078.0694 | 13% | 55458.2185 | 100% | 0 | [7 empty] | Y | [7 empty] | 315.8143 | 315.8143 | [7 empty] | 0 | 0
STLWM02 | C0051913 | Water Main |  | HDPE | 150 |  | WMHDPE150 |  | 1016.43 |  | 0 | 223.8044 | 227481.5182 | 1 | 227481.5182 | 13% | 257054.1156 | 100% | 0 | [7 empty] | Y | [7 empty] | 315.8143 | 315.8143 | [7 empty] | 0 | 0
STLWM03 | C0052962 | Water Main |  | AC | 150 |  | WMAC150 |  | 677.11 |  | 0 | 223.8044 | 151540.2052 | 1 | 151540.2052 | 13% | 171240.4319 | 100% | 0 | [7 empty] | Y | [7 empty] | 315.8143 | 315.8143 | [7 empty] | 0 | 0
STLWM04 | C0018127 | Water Main |  | Unknown | 150 |  | WM150 |  | 920.27 |  | 0 | 223.8044 | 205960.486 | 1 | 205960.486 | 13% | 232735.3491 | 100% | 0 | [7 empty] | Y | [7 empty] | 315.8143 | 315.8143 | [7 empty] | 0 | 0
STLWM05 | C0052954 | Water Main |  | AC | 150 |  | WMAC150 |  | 568.04 |  | 0 | 223.8044 | 127129.858 | 1 | 127129.858 | 13% | 143656.7396 | 100% | 0 | [7 empty] | Y | [7 empty] | 315.8143 | 315.8143 | [7 empty] | 0 | 0
STLWM06 | C0018128 | Water Main |  | AC | 150 |  | WMAC150 |  | 720.92 |  | 0 | 223.8044 | 161345.0765 | 1 | 161345.0765 | 13% | 182319.9364 | 100% | 0 | [7 empty] | Y | [7 empty] | 315.8143 | 315.8143 | [7 empty] | 0 | 0
STLWM07 | C0051886 | Water Main |  | AC | 100 |  | WMAC100 |  | 907.11 |  | 0 | 185.7163 | 168465.0698 | 1 | 168465.0698 | 13% | 190365.5289 | 100% | 0 | [7 empty] | Y | [7 empty] | 315.8143 | 315.8143 | [7 empty] | 0 | 0
STLWM08 | C0052955 | Water Main |  | AC | 150 |  | WMAC150 |  | 120.77 |  | 0 | 223.8044 | 27028.8588 | 1 | 27028.8588 | 13% | 30542.6104 | 100% | 0 | [7 empty] | Y | [7 empty] | 315.8143 | 315.8143 | [7 empty] | 0 | 0
STLWM09 | C0052956 | Water Main |  | AC | 150 |  | WMAC150 |  | 116.47 |  | 0 | 223.8044 | 26066.4998 | 1 | 26066.4998 | 13% | 29455.1448 | 100% | 0 | [7 empty] | Y | [7 empty] | 315.8143 | 315.8143 | [7 empty] | 0 | 0
STLWM10 | C0052957 | Water Main |  | AC | 150 |  | WMAC150 |  | 164.89 |  | 0 | 223.8044 | 36903.1094 | 1 | 36903.1094 | 13% | 41700.5137 | 100% | 0 | [7 empty] | Y | [7 empty] | 315.8143 | 315.8143 | [7 empty] | 0 | 0
STLWM11 | C0018129 | Water Main |  | AC | 100 |  | WMAC100 |  | 266.28 |  | 0 | 185.7163 | 49452.5237 | 1 | 49452.5237 | 13% | 55881.3518 | 100% | 0 | [7 empty] | Y | [7 empty] | 315.8143 | 315.8143 | [7 empty] | 0 | 0
STLWM12 | C0018131 | Water Main |  | AC | 100 |  | WMAC100 |  | 77.76 |  | 0 | 185.7163 | 14441.2958 | 1 | 14441.2958 | 13% | 16318.6642 | 100% | 0 | [7 empty] | Y | [7 empty] | 315.8143 | 315.8143 | [7 empty] | 0 | 0
STLWM13 | C0018133 | Water Main |  | AC | 100 |  | WMAC100 |  | 207.67 |  | 0 | 185.7163 | 38567.6942 | 1 | 38567.6942 | 13% | 43581.4944 | 100% | 0 | [7 empty] | Y | [7 empty] | 315.8143 | 315.8143 | [7 empty] | 0 | 0
STLWM14 | C0018136 | Water Main |  | AC | 100 |  | WMAC100 |  | 134.77 |  | 0 | 185.7163 | 25028.9793 | 1 | 25028.9793 | 13% | 28282.7467 | 100% | 0 | [7 empty] | Y | [7 empty] | 315.8143 | 315.8143 | [7 empty] | 0 | 0
STLWM15 | C0018140 | Water Main |  | AC | 100 |  | WMAC100 |  | 269.91 |  | 0 | 185.7163 | 50126.6737 | 1 | 50126.6737 | 13% | 56643.1413 | 100% | 0 | [7 empty] | Y | [7 empty] | 315.8143 | 315.8143 | [7 empty] | 0 | 0
STLWM16 | C0018142 | Water Main |  | AC | 100 |  | WMAC100 |  | 165.56 |  | 0 | 185.7163 | 30747.1828 | 1 | 30747.1828 | 13% | 34744.3165 | 100% | 0 | [7 empty] | Y | [7 empty] | 315.8143 | 315.8143 | [7 empty] | 0 | 0
STLWM17 | C0052961 | Water Main |  | AC | 100 |  | WMAC100 |  | 349.34 |  | 0 | 185.7163 | 64878.1156 | 1 | 64878.1156 | 13% | 73312.2707 | 100% | 0 | [7 empty] | Y | [7 empty] | 315.8143 | 315.8143 | [7 empty] | 0 | 0
STLWM18 | C0018141 | Water Main |  | AC | 100 |  | WMAC100 |  | 158.25 |  | 0 | 185.7163 | 29389.597 | 1 | 29389.597 | 13% | 33210.2446 | 100% | 0 | [7 empty] | Y | [7 empty] | 315.8143 | 315.8143 | [7 empty] | 0 | 0
STLWM19 | C0018144 | Water Main |  | AC | 100 |  | WMAC100 |  | 336.69 |  | 0 | 185.7163 | 62528.8051 | 1 | 62528.8051 | 13% | 70657.5497 | 100% | 0 | [7 empty] | Y | [7 empty] | 315.8143 | 315.8143 | [7 empty] | 0 | 0
STLWM20 | C0018145 | Water Main |  | AC | 100 |  | WMAC100 |  | 193.47 |  | 0 | 185.7163 | 35930.5234 | 1 | 35930.5234 | 13% | 40601.4914 | 100% | 0 | [7 empty] | Y | [7 empty] | 315.8143 | 315.8143 | [7 empty] | 0 | 0
STLWM21 | C0018147 | Water Main |  | AC | 100 |  | WMAC100 |  | 102.61 |  | 0 | 185.7163 | 19056.3447 | 1 | 19056.3447 | 13% | 21533.6695 | 100% | 0 | [7 empty] | Y | [7 empty] | 315.8143 | 315.8143 | [7 empty] | 0 | 0
STLWM22 | C0018150 | Water Main |  | AC | 100 |  | WMAC100 |  | 128.87 |  | 0 | 185.7163 | 23933.2535 | 1 | 23933.2535 | 13% | 27044.5764 | 100% | 0 | [7 empty] | Y | [7 empty] | 315.8143 | 315.8143 | [7 empty] | 0 | 0
STLWM23 | C0052963 | Water Main |  | AC | 100 |  | WMAC100 |  | 23.7 |  | 0 | 185.7163 | 4401.4752 | 1 | 4401.4752 | 13% | 4973.667 | 100% | 0 | [7 empty] | Y | [7 empty] | 315.8143 | 315.8143 | [7 empty] | 0 | 0
STLWM24 | C0052964 | Water Main |  | AC | 100 |  | WMAC100 |  | 106.76 |  | 0 | 185.7163 | 19827.0671 | 1 | 19827.0671 | 13% | 22404.5858 | 100% | 0 | [7 empty] | Y | [7 empty] | 315.8143 | 315.8143 | [7 empty] | 0 | 0
STLWM25 | C0052965 | Water Main |  | AC | 100 |  | WMAC100 |  | 29.89 |  | 0 | 185.7163 | 5551.0588 | 1 | 5551.0588 | 13% | 6272.6964 | 100% | 0 | [7 empty] | Y | [7 empty] | 315.8143 | 315.8143 | [7 empty] | 0 | 0
STLWM26 | C0018146 | Water Main |  | AC | 100 |  | WMAC100 |  | 237.4 |  | 0 | 185.7163 | 44089.0383 | 1 | 44089.0383 | 13% | 49820.6133 | 100% | 0 | [7 empty] | Y | [7 empty] | 315.8143 | 315.8143 | [7 empty] | 0 | 0
STLWM27 | #N/A | Raw Water Main |  | PE | 125 |  | WMPE125 |  | 1206 |  | 0 | 185.7163 | 223973.8005 | 1 | 223973.8005 | 13% | 253090.3946 | 100% | 0 | [7 empty] | Y | [7 empty] | 315.8143 | 315.8143 | [7 empty] | 0 | 0
STLWM28 | #N/A | Raw Water Main |  | AC | 100 |  | WMAC100 |  | 1044.91 |  | 0 | 185.7163 | 194056.7694 | 1 | 194056.7694 | 13% | 219284.1494 | 100% | 0 | [7 empty] | Y | [7 empty] | 315.8143 | 315.8143 | [7 empty] | 0 | 0
[36 empty] | 0 | [8 empty] | 0
[11 empty] | 0 |  | 257663029.4753 |  | 257663029.4753 |  | 291159223.3071 |  | 173580427.3858 | [17 empty] | 24782883.239 | 65682791.8541 | 27142203.0788 | 24279755.1031 | 17012234.6145 | 10894985.8052 | 1125230.0791 | 2660343.6119 | 173580427.3858
173580427.3858
173580427.3858
173580427.3858

## Water Supply - Future
Isaac Regional Council |  |  | Return to Navigation
Local Government Infrastructure Plan
Future Water Supply Network
Asset Description Data | [8 empty] | Land Cost Valuation |  | Works Base Cost Valuation |  |  |  | Works Base Estimate Valuation |  | Total Asset Valuation |  |  |  |  | Catchment Asset Allocation | [7 empty] | Asset Usage | [8 empty] | Cost Allocation
LGIP ID | Asset Type | Description | Diameter (mm) | Land Unit Rate Code | Works Unit Rate Code | Year of Provision / Construction | Qty Land (m²) | Qty Works Active (ea) Passive (m) | Land Unit Cost | Land Value | Asset Unit Cost | Raw Asset Cost | Cost or Asset Multiplier | Works Base Cost | On-Cost Allowance (%) | Works Base Estimate | Works Contingency (%) | Grants / Subsidies (Percentage of Works Base Estimate ) | Total Asset Cost (at Base Year) | Total Asset Cost (Escalated) | Net Present Value of Total Asset Cost | WS01 - Clermont | WS02 - Moranbah | WS03 - Dysart | WS04 - Middlemount | WS05 - Glenden | WS06 - Nebo | WS07 - Carmila | WS08 - St Lawrence | WS01 - Clermont | WS02 - Moranbah | WS03 - Dysart | WS04 - Middlemount | WS05 - Glenden | WS06 - Nebo | WS07 - Carmila | WS08 - St Lawrence | TOTAL | WS01 - Clermont | WS02 - Moranbah | WS03 - Dysart | WS04 - Middlemount | WS05 - Glenden | WS06 - Nebo | WS07 - Carmila | WS08 - St Lawrence | TOTAL
[30 empty] | 6105.4489 | 16150.8537 | 7168.0761 | 4804.0114 | 1722.8586 | 1398.8709 | 159.6498 | 315.8143 | 37350.1196
[38 empty] | 0 | [8 empty] | 0
Active Assets | [37 empty] | 0 | [8 empty] | 0
WTPF10 | Water Treatment Plant | Dysart - SCADA Upgrade |  |  | Project Cost | 2026 |  | 1 |  | 0 |  | 800000 | 1 | 800000 | 13% | 904000 | 11.8% |  | 1010672 | 1068166.3224 | 951326.3847 |  |  | Y | [7 empty] | 7168.0761 | [5 empty] | 7168.0761 |  |  | 951326.3847 | [5 empty] | 951326.3847
WTPF11 | Water Treatment Plant | Moranbah - SCADA Upgrade |  |  | Project Cost | 2028 |  | 1 |  | 0 |  | 800000 | 1 | 800000 | 13% | 904000 | 11.8% |  | 1010672 | 1128931.3371 | 895465.4826 |  | Y | [7 empty] | 16150.8537 | [6 empty] | 16150.8537 |  | 895465.4826 | [6 empty] | 895465.4826
WTPF12 | Water Treatment Plant | Moranbah - WTP Upgrade |  |  | Project Cost | 2028 |  | 1 |  | 0 |  | 4221560 | 1 | 4221560 | 13% | 4770362.8 | 11.8% |  | 5333265.6104 | 5957314.2195 | 4725326.5786 |  | Y | [7 empty] | 16150.8537 | [6 empty] | 16150.8537 |  | 4725326.5786 | [6 empty] | 4725326.5786
[38 empty] | 0 | [8 empty] | 0
Passive Assets | [37 empty] | 0 | [8 empty] | 0
WMF45 | Water Main | Water Main (200mm) | 200 |  | WM200 | 2026 |  | 510 |  | 0 | 336.6376 | 171685.1916 | 1 | 171685.1916 | 13% | 194004.2665 | 11.8% |  | 216896.77 | 229235.4247 | 204160.8158 | Y | [7 empty] | 6105.4489 | [7 empty] | 6105.4489 | 204160.8158 | [7 empty] | 204160.8158
WMF46 | Water Main | Water Main (200mm) | 200 |  | WM200 | 2026 |  | 350 |  | 0 | 336.6376 | 117823.1707 | 1 | 117823.1707 | 13% | 133140.1829 | 11.8% |  | 148850.7245 | 157318.4287 | 140110.3638 | Y | [7 empty] | 6105.4489 | [7 empty] | 6105.4489 | 140110.3638 | [7 empty] | 140110.3638
WMF47 | Water Main | Water Main (200mm) | 200 |  | WM200 | 2028 |  | 795 |  | 0 | 336.6376 | 267626.9163 | 1 | 267626.9163 | 13% | 302418.4154 | 11.8% |  | 338103.7885 | 377665.5156 | 299563.3322 | Y | [7 empty] | 6105.4489 | [7 empty] | 6105.4489 | 299563.3322 | [7 empty] | 299563.3322
WMF48 | Water Main | Water Main (200mm) | 200 |  | WM200 | 2028 |  | 600 |  | 0 | 336.6376 | 201982.5784 | 1 | 201982.5784 | 13% | 228240.3135 | 11.8% |  | 255172.6705 | 285030.5778 | 226085.5338 | Y | [7 empty] | 6105.4489 | [7 empty] | 6105.4489 | 226085.5338 | [7 empty] | 226085.5338
WMF49 | Water Main | Water Main (100mm) | 100 |  | WM100 | 2027 |  | 55 |  | 0 | 185.7163 | 10214.3939 | 1 | 10214.3939 | 13% | 11542.2651 | 11.8% |  | 12904.2524 | 14020.8976 | 11784.5176 | Y | [7 empty] | 6105.4489 | [7 empty] | 6105.4489 | 11784.5176 | [7 empty] | 11784.5176
[38 empty] | 0 | [8 empty] | 0
[10 empty] | 0 |  | 6590892.2509 |  | 6590892.2509 |  | 7447708.2435 |  |  | 8326537.8162 | 9217682.7235 | 7453823.0091 | [17 empty] | 881704.5632 | 5620792.0612 | 951326.3847 | 0 | 0 | 0 | 0 | 0 | 7453823.0091
7453823.0091
Deleted Assets from former LGIP | [46 empty] | 7453823.0091
LGIP ID | Asset Type | Description | Former Map Reference |  | Year Deleted / Planning Scheme | [41 empty] | 7453823.0091
RESF01 | Reservoir | Nebo - 2ML Reservoir | WS-008-Nebo |  | 2025 - Isaac Regional Planning Scheme 2021 v1.2
RWMF01 | Raw Water Main | Raw Water Main (200mm) | WS-008-Nebo |  | 2025 - Isaac Regional Planning Scheme 2021 v1.2
WMF39 | Water Main | Water Main (300mm) | WS-008-Nebo |  | 2025 - Isaac Regional Planning Scheme 2021 v1.2
WMF41 | Water Main | Water Main (300mm) | WS-008-Nebo |  | 2025 - Isaac Regional Planning Scheme 2021 v1.2
WTPF02 | Water Treatment Plant | Nebo - New WTP | WS-008-Nebo |  | 2025 - Isaac Regional Planning Scheme 2021 v1.2

## Sewerage - Existing
Isaac Regional Council | [5 empty] | Return to Navigation
Local Government Infrastructure Plan
Existing Sewerage Network
Asset Description Data | [10 empty] | Land Cost Valuation |  | Base Cost Valuation |  |  |  | Base Estimate Valuation |  | Total Asset Valuation |  | Catchment Asset Allocation | [5 empty] | Asset Usage | [6 empty] | Cost Allocation
LGIP ID | IRC Asset# | Asset Type | Description | Locality | Material | Diameter (mm) | Land Unit Rate Code | Works Unit Rate Code | Qty Land (m²) | Qty Works Active (ea) Passive (m) | Land Unit Cost | Land Value | Asset Unit Cost | Raw Asset Cost | Cost or Asset Multiplier | Base Cost | On-Cost Allowance (%) | Base Estimate | Grants / Subsidies (Percentage of Works Base Estimate ) | Total Asset Cost | S01 - Clermont | S02 - Moranbah | S03 - Dysart | S04 - Middlemount | S05 - Glenden | S06 - Nebo | S01 - Clermont | S02 - Moranbah | S03 - Dysart | S04 - Middlemount | S05 - Glenden | S06 - Nebo | TOTAL | S01 - Clermont | S02 - Moranbah | S03 - Dysart | S04 - Middlemount | S05 - Glenden | S06 - Nebo | TOTAL
[27 empty] | 5850.3942 | 16150.8537 | 7168.0761 | 4804.0114 | 1722.8586 | 1398.8709 | 37095.0649
0
Active Assets | [39 empty] | 0
SPMBH02 | C0047744 | Pump Station | MBH:Pump Station 2 | Moranbah | [5 empty] | 1 |  | 0 |  | 1240436.9771 | 1 | 1240436.9771 | 13% | 1401693.7841 |  | 1401693.7841 |  | Y | [5 empty] | 16150.8537 |  |  |  |  | 16150.8537 |  | 1401693.7841 |  |  |  |  | 1401693.7841
SPMBH05 | C0047745 | Pump Station | MBH:Pump Station 5 | Moranbah | [5 empty] | 1 |  | 0 |  | 219335.67 | 1 | 219335.67 | 13% | 247849.3071 |  | 247849.3071 |  | Y | [5 empty] | 16150.8537 |  |  |  |  | 16150.8537 |  | 247849.3071 |  |  |  |  | 247849.3071
SPMBH07 | C0047746 | Pump Station | MBH:Pump Station 7 | Moranbah | [5 empty] | 1 |  | 0 |  | 370539.3835 | 1 | 370539.3835 | 13% | 418709.5034 |  | 418709.5034 |  | Y | [5 empty] | 16150.8537 |  |  |  |  | 16150.8537 |  | 418709.5034 |  |  |  |  | 418709.5034
SPMBH08 | C0047747 | Pump Station | MBH:Pump Station 8 | Moranbah | [5 empty] | 1 |  | 0 |  | 183756.2061 | 1 | 183756.2061 | 13% | 207644.5129 |  | 207644.5129 |  | Y | [5 empty] | 16150.8537 |  |  |  |  | 16150.8537 |  | 207644.5129 |  |  |  |  | 207644.5129
SPMBH03 | C0047749 | Pump Station | MBH:Pump Station 3 | Moranbah | [5 empty] | 1 |  | 0 |  | 485951.2031 | 1 | 485951.2031 | 13% | 549124.8595 |  | 549124.8595 |  | Y | [5 empty] | 16150.8537 |  |  |  |  | 16150.8537 |  | 549124.8595 |  |  |  |  | 549124.8595
SPMBH14 | C0047752 | Pump Station | MBH:Pump Station 14 | Moranbah | [5 empty] | 1 |  | 0 |  | 1212125.8061 | 1 | 1212125.8061 | 13% | 1369702.1609 |  | 1369702.1609 |  | Y | [5 empty] | 16150.8537 |  |  |  |  | 16150.8537 |  | 1369702.1609 |  |  |  |  | 1369702.1609
SPMBH04 | C0047753 | Pump Station | MBH:Flygt 4 Pump Station | Moranbah | [5 empty] | 1 |  | 0 |  | 564709.8947 | 1 | 564709.8947 | 13% | 638122.181 |  | 638122.181 |  | Y | [5 empty] | 16150.8537 |  |  |  |  | 16150.8537 |  | 638122.181 |  |  |  |  | 638122.181
EPGLN05 | C0047754 | Effluent Pump Station | GLN:Effluent Pump Station 5 | Glenden | [5 empty] | 1 |  | 0 |  | 716290.0963 | 1 | 716290.0963 | 13% | 809407.8088 |  | 809407.8088 |  |  |  |  | Y | [5 empty] | 1722.8586 |  | 1722.8586 |  |  |  |  | 809407.8088 |  | 809407.8088
SPGLN02 | C0047755 | Pump Station | GLN:Pump Station 2 | Glenden | [5 empty] | 1 |  | 0 |  | 134563.85 | 1 | 134563.85 | 13% | 152057.1504 |  | 152057.1504 |  |  |  |  | Y | [5 empty] | 1722.8586 |  | 1722.8586 |  |  |  |  | 152057.1504 |  | 152057.1504
SPGLN01 | C0047756 | Pump Station | GLN:Pump Station 1 | Glenden | [5 empty] | 1 |  | 0 |  | 225127.2605 | 1 | 225127.2605 | 13% | 254393.8044 |  | 254393.8044 |  |  |  |  | Y | [5 empty] | 1722.8586 |  | 1722.8586 |  |  |  |  | 254393.8044 |  | 254393.8044
SPGLN03 | C0047757 | Pump Station | GLN:Pump Station 3 | Glenden | [5 empty] | 1 |  | 0 |  | 275435.7786 | 1 | 275435.7786 | 13% | 311242.4298 |  | 311242.4298 |  |  |  |  | Y | [5 empty] | 1722.8586 |  | 1722.8586 |  |  |  |  | 311242.4298 |  | 311242.4298
SPGLN04 | C0047758 | Pump Station | GLN:Pump Station 4 | Glenden | [5 empty] | 1 |  | 0 |  | 253529.5073 | 1 | 253529.5073 | 13% | 286488.3432 |  | 286488.3432 |  |  |  |  | Y | [5 empty] | 1722.8586 |  | 1722.8586 |  |  |  |  | 286488.3432 |  | 286488.3432
SPNBO04 | C0047759 | Pump Station | NBO:Pump Station 4 | Nebo | [5 empty] | 1 |  | 0 |  | 334508.0321 | 1 | 334508.0321 | 13% | 377994.0763 |  | 377994.0763 | [5 empty] | Y | [5 empty] | 1398.8709 | 1398.8709 | [5 empty] | 377994.0763 | 377994.0763
SPNBO03 | C0047760 | Pump Station | NBO:Pump Station 3 | Nebo | [5 empty] | 1 |  | 0 |  | 356432.0659 | 1 | 356432.0659 | 13% | 402768.2345 |  | 402768.2345 | [5 empty] | Y | [5 empty] | 1398.8709 | 1398.8709 | [5 empty] | 402768.2345 | 402768.2345
SPMBH12 | C0047761 | Pump Station | MBH:Pump Station 12 | Moranbah | [5 empty] | 1 |  | 0 |  | 278168.2237 | 1 | 278168.2237 | 13% | 314330.0928 |  | 314330.0928 |  | Y | [5 empty] | 16150.8537 |  |  |  |  | 16150.8537 |  | 314330.0928 |  |  |  |  | 314330.0928
SPMBH10 | C0047762 | Pump Station | MBH:Pump Station 10 | Moranbah | [5 empty] | 1 |  | 0 |  | 103940.6352 | 1 | 103940.6352 | 13% | 117452.9177 |  | 117452.9177 |  | Y | [5 empty] | 16150.8537 |  |  |  |  | 16150.8537 |  | 117452.9177 |  |  |  |  | 117452.9177
SPMBH09 | C0047765 | Pump Station | MBH:Pump Station 9 | Moranbah | [5 empty] | 1 |  | 0 |  | 418329.8901 | 1 | 418329.8901 | 13% | 472712.7758 |  | 472712.7758 |  | Y | [5 empty] | 16150.8537 |  |  |  |  | 16150.8537 |  | 472712.7758 |  |  |  |  | 472712.7758
SPNBO05 | C0047766 | Pump Station | NBO:Pump Station 5 | Nebo | [5 empty] | 1 |  | 0 |  | 352304.4038 | 1 | 352304.4038 | 13% | 398103.9763 |  | 398103.9763 | [5 empty] | Y | [5 empty] | 1398.8709 | 1398.8709 | [5 empty] | 398103.9763 | 398103.9763
SPNBO02 | C0047767 | Pump Station | NBO:Pump Station 2 | Nebo | [5 empty] | 1 |  | 0 |  | 448875.0842 | 1 | 448875.0842 | 13% | 507228.8452 |  | 507228.8452 | [5 empty] | Y | [5 empty] | 1398.8709 | 1398.8709 | [5 empty] | 507228.8452 | 507228.8452
SPNBO01 | C0047768 | Pump Station | NBO:Pump Station 1 | Nebo | [5 empty] | 1 |  | 0 |  | 334508.0321 | 1 | 334508.0321 | 13% | 377994.0763 |  | 377994.0763 | [5 empty] | Y | [5 empty] | 1398.8709 | 1398.8709 | [5 empty] | 377994.0763 | 377994.0763
EPGLN07 | C0047771 | Effluent Pump Station | GLN:Effluent Pump Station 7 | Glenden | [5 empty] | 1 |  | 0 |  | 180973.5957 | 1 | 180973.5957 | 13% | 204500.1631 |  | 204500.1631 |  |  |  |  | Y | [5 empty] | 1722.8586 |  | 1722.8586 |  |  |  |  | 204500.1631 |  | 204500.1631
SPDYS01 | C0047772 | Pump Station | DYS:Pump Station 1 | Dysart | [5 empty] | 1 |  | 0 |  | 831058.3845 | 1 | 831058.3845 | 13% | 939095.9745 |  | 939095.9745 |  |  | Y | [5 empty] | 7168.0761 |  |  |  | 7168.0761 |  |  | 939095.9745 |  |  |  | 939095.9745
SPDYS02 | C0047773 | Pump Station | DYS:Pump Station 2 | Dysart | [5 empty] | 1 |  | 0 |  | 306005.6561 | 1 | 306005.6561 | 13% | 345786.3914 |  | 345786.3914 |  |  | Y | [5 empty] | 7168.0761 |  |  |  | 7168.0761 |  |  | 345786.3914 |  |  |  | 345786.3914
SPCLM02 | C0047778 | Pump Station | CLM:Pump Station 2 | Clermont | [5 empty] | 1 |  | 0 |  | 253227.9661 | 1 | 253227.9661 | 13% | 286147.6017 |  | 286147.6017 | Y | [5 empty] | 5850.3942 | [5 empty] | 5850.3942 | 286147.6017 | [5 empty] | 286147.6017
SPCLM01 | C0047779 | Pump Station | CLM:Pump Station 1 | Clermont | [5 empty] | 1 |  | 0 |  | 1467646.7031 | 1 | 1467646.7031 | 13% | 1658440.7744 |  | 1658440.7744 | Y | [5 empty] | 5850.3942 | [5 empty] | 5850.3942 | 1658440.7744 | [5 empty] | 1658440.7744
SPMMT02 | C0047781 | Pump Station | MMT:Pump Station 2 | Mddlmnt | [5 empty] | 1 |  | 0 |  | 463386.8848 | 1 | 463386.8848 | 13% | 523627.1798 |  | 523627.1798 |  |  |  | Y | [5 empty] | 4804.0114 |  |  | 4804.0114 |  |  |  | 523627.1798 |  |  | 523627.1798
SPMMT01 | C0047782 | Pump Station | MMT:Pump Station 1 | Mddlmnt | [5 empty] | 1 |  | 0 |  | 218776.674 | 1 | 218776.674 | 13% | 247217.6416 |  | 247217.6416 |  |  |  | Y | [5 empty] | 4804.0114 |  |  | 4804.0114 |  |  |  | 247217.6416 |  |  | 247217.6416
SPMMT03 | C0047783 | Pump Station | MMT:Pump Station 3 | Mddlmnt | [5 empty] | 1 |  | 0 |  | 269353.8044 | 1 | 269353.8044 | 13% | 304369.7989 |  | 304369.7989 |  |  |  | Y | [5 empty] | 4804.0114 |  |  | 4804.0114 |  |  |  | 304369.7989 |  |  | 304369.7989
SPMMT04 | C0047784 | Pump Station | MMT:Pump Station 4 | Mddlmnt | [5 empty] | 1 |  | 0 |  | 231116.6103 | 1 | 231116.6103 | 13% | 261161.7697 |  | 261161.7697 |  |  |  | Y | [5 empty] | 4804.0114 |  |  | 4804.0114 |  |  |  | 261161.7697 |  |  | 261161.7697
SPMBH01 | C0047786 | Pump Station | MBH:Pump Station 1 | Moranbah | [5 empty] | 1 |  | 0 |  | 1321443.974 | 1 | 1321443.974 | 13% | 1493231.6906 |  | 1493231.6906 |  | Y | [5 empty] | 16150.8537 |  |  |  |  | 16150.8537 |  | 1493231.6906 |  |  |  |  | 1493231.6906
SPMBH15 | C0047788 | Pump Station | MBH:Pump Station 15 | Moranbah | [5 empty] | 1 |  | 0 |  | 490445.221 | 1 | 490445.221 | 13% | 554203.0997 |  | 554203.0997 |  | Y | [5 empty] | 16150.8537 |  |  |  |  | 16150.8537 |  | 554203.0997 |  |  |  |  | 554203.0997
WWTP01 | C0046735 | Sewerage Treatment Plant | MBH:Wastewater Treatment Plant | Moranbah | [5 empty] | 1 |  | 0 |  | 25481977.2028 | 1 | 25481977.2028 | 13% | 28794634.2391 |  | 28794634.2391 |  | Y | [5 empty] | 16150.8537 |  |  |  |  | 16150.8537 |  | 28794634.2391 |  |  |  |  | 28794634.2391
WWTP02 | C0047838 | Sewerage Treatment Plant | NBO:Wastewater Treatment Plant | Nebo | [5 empty] | 1 |  | 0 |  | 4860630.1519 | 1 | 4860630.1519 | 13% | 5492512.0716 |  | 5492512.0716 | [5 empty] | Y | [5 empty] | 1398.8709 | 1398.8709 | [5 empty] | 5492512.0716 | 5492512.0716
WWTP03 | C0047830 | Sewerage Treatment Plant | CLM:Wastewater Treatment Plant | Clermont | [5 empty] | 1 |  | 0 |  | 13258958.9482 | 1 | 13258958.9482 | 13% | 14982623.6115 |  | 14982623.6115 | Y | [5 empty] | 5850.3942 | [5 empty] | 5850.3942 | 14982623.6115 | [5 empty] | 14982623.6115
WWTP04 | C0047834 | Sewerage Treatment Plant | GLN:Wastewater Treatment Plant | Glenden | [5 empty] | 1 |  | 0 |  | 4734321.1561 | 1 | 4734321.1561 | 13% | 5349782.9064 |  | 5349782.9064 |  |  |  |  | Y | [5 empty] | 1722.8586 |  | 1722.8586 |  |  |  |  | 5349782.9064 |  | 5349782.9064
WWTP05 | C0047832 | Sewerage Treatment Plant | DYS:Wastewater Treatment Plant | Dysart | [5 empty] | 1 |  | 0 |  | 15765727.6968 | 1 | 15765727.6968 | 13% | 17815272.2974 |  | 17815272.2974 |  |  | Y | [5 empty] | 7168.0761 |  |  |  | 7168.0761 |  |  | 17815272.2974 |  |  |  | 17815272.2974
WWTP06 | C0047836 | Sewerage Treatment Plant | MMT:Wastewater Treatment Plant | Middlemount | [5 empty] | 1 |  | 0 |  | 11084397.4624 | 1 | 11084397.4624 | 13% | 12525369.1325 |  | 12525369.1325 |  |  |  | Y | [5 empty] | 4804.0114 |  |  | 4804.0114 |  |  |  | 12525369.1325 |  |  | 12525369.1325
[33 empty] | 0 | [6 empty] | 0
Passive Assets | [32 empty] | 0 | [6 empty] | 0
RNW-SGM-1 | #N/A | Effluent Main |  |  | UPVC | 200 |  | EMuPVC200 |  | 99.6937 |  | 0 | 309.2482 | 30830.0928 | 1 | 30830.0928 | 13% | 34838.0049 |  | 34838.0049 |  | Y | [5 empty] | 16150.8537 |  |  |  |  | 16150.8537 |  | 34838.0049 |  |  |  |  | 34838.0049
RNW-SGM-18 | #N/A | Effluent Main |  |  | UPVC | 200 |  | EMuPVC200 |  | 306.555 |  | 0 | 309.2482 | 94801.5683 | 1 | 94801.5683 | 13% | 107125.7722 |  | 107125.7722 |  | Y | [5 empty] | 16150.8537 |  |  |  |  | 16150.8537 |  | 107125.7722 |  |  |  |  | 107125.7722
RNW-SGM-26 | #N/A | Effluent Main |  |  | UPVC | 200 |  | EMuPVC200 |  | 232.338 |  | 0 | 309.2482 | 71850.098 | 1 | 71850.098 | 13% | 81190.6107 |  | 81190.6107 |  | Y | [5 empty] | 16150.8537 |  |  |  |  | 16150.8537 |  | 81190.6107 |  |  |  |  | 81190.6107
RNW-SGM-27 | #N/A | Effluent Main |  |  | UPVC | 200 |  | EMuPVC200 |  | 101.871 |  | 0 | 309.2482 | 31503.4189 | 1 | 31503.4189 | 13% | 35598.8633 |  | 35598.8633 |  | Y | [5 empty] | 16150.8537 |  |  |  |  | 16150.8537 |  | 35598.8633 |  |  |  |  | 35598.8633
RNW-SGM-230 | #N/A | Effluent Main |  |  | OD | 110 |  | EMOD110 |  | 200.952 |  | 0 | 304.468 | 61183.4625 | 1 | 61183.4625 | 13% | 69137.3127 |  | 69137.3127 |  | Y | [5 empty] | 16150.8537 |  |  |  |  | 16150.8537 |  | 69137.3127 |  |  |  |  | 69137.3127
RNW-SGM-33 | #N/A | Effluent Main |  |  | UPVC | 200 |  | EMuPVC200 |  | 139.32 |  | 0 | 309.2482 | 43084.453 | 1 | 43084.453 | 13% | 48685.4319 |  | 48685.4319 |  | Y | [5 empty] | 16150.8537 |  |  |  |  | 16150.8537 |  | 48685.4319 |  |  |  |  | 48685.4319
RNW-SGM-34 | #N/A | Effluent Main |  |  | UPVC | 200 |  | EMuPVC200 |  | 113.741 |  | 0 | 309.2482 | 35174.1945 | 1 | 35174.1945 | 13% | 39746.8397 |  | 39746.8397 |  | Y | [5 empty] | 16150.8537 |  |  |  |  | 16150.8537 |  | 39746.8397 |  |  |  |  | 39746.8397
RNW-SGM-35 | #N/A | Effluent Main |  |  | UPVC | 200 |  | EMuPVC200 |  | 107.84 |  | 0 | 309.2482 | 33349.3211 | 1 | 33349.3211 | 13% | 37684.7328 |  | 37684.7328 |  | Y | [5 empty] | 16150.8537 |  |  |  |  | 16150.8537 |  | 37684.7328 |  |  |  |  | 37684.7328
RNW-SGM-36 | #N/A | Effluent Main |  |  | UPVC | 200 |  | EMuPVC200 |  | 104.535 |  | 0 | 309.2482 | 32327.2559 | 1 | 32327.2559 | 13% | 36529.7992 |  | 36529.7992 |  | Y | [5 empty] | 16150.8537 |  |  |  |  | 16150.8537 |  | 36529.7992 |  |  |  |  | 36529.7992
RNW-SGM-37 | #N/A | Effluent Main |  |  | UPVC | 200 |  | EMuPVC200 |  | 145.131 |  | 0 | 309.2482 | 44881.4941 | 1 | 44881.4941 | 13% | 50716.0883 |  | 50716.0883 |  | Y | [5 empty] | 16150.8537 |  |  |  |  | 16150.8537 |  | 50716.0883 |  |  |  |  | 50716.0883
RNW-SGM-38 | #N/A | Effluent Main |  |  | UPVC | 200 |  | EMuPVC200 |  | 117.424 |  | 0 | 309.2482 | 36313.1554 | 1 | 36313.1554 | 13% | 41033.8656 |  | 41033.8656 |  | Y | [5 empty] | 16150.8537 |  |  |  |  | 16150.8537 |  | 41033.8656 |  |  |  |  | 41033.8656
RNW-SGM-39 | #N/A | Effluent Main |  |  | UPVC | 200 |  | EMuPVC200 |  | 129.706 |  | 0 | 309.2482 | 40111.3413 | 1 | 40111.3413 | 13% | 45325.8156 |  | 45325.8156 |  | Y | [5 empty] | 16150.8537 |  |  |  |  | 16150.8537 |  | 45325.8156 |  |  |  |  | 45325.8156
RNW-SGM-40 | #N/A | Effluent Main |  |  | UPVC | 150 |  | EMuPVC150 |  | 186.924 |  | 0 | 304.468 | 56912.3848 | 1 | 56912.3848 | 13% | 64310.9948 |  | 64310.9948 |  | Y | [5 empty] | 16150.8537 |  |  |  |  | 16150.8537 |  | 64310.9948 |  |  |  |  | 64310.9948
RNW-SGM-41 | #N/A | Effluent Main |  |  | UPVC | 150 |  | EMuPVC150 |  | 210.248 |  | 0 | 304.468 | 64013.7975 | 1 | 64013.7975 | 13% | 72335.5912 |  | 72335.5912 |  | Y | [5 empty] | 16150.8537 |  |  |  |  | 16150.8537 |  | 72335.5912 |  |  |  |  | 72335.5912
RNW-SGM-42 | #N/A | Effluent Main |  |  | UPVC | 150 |  | EMuPVC150 |  | 99.8915 |  | 0 | 304.468 | 30413.7697 | 1 | 30413.7697 | 13% | 34367.5598 |  | 34367.5598 |  | Y | [5 empty] | 16150.8537 |  |  |  |  | 16150.8537 |  | 34367.5598 |  |  |  |  | 34367.5598
RNW-SGM-43 | #N/A | Effluent Main |  |  | UPVC | 150 |  | EMuPVC150 |  | 22.0079 |  | 0 | 304.468 | 6700.7023 | 1 | 6700.7023 | 13% | 7571.7936 |  | 7571.7936 |  | Y | [5 empty] | 16150.8537 |  |  |  |  | 16150.8537 |  | 7571.7936 |  |  |  |  | 7571.7936
RNW-SGM-44 | #N/A | Effluent Main |  |  | UPVC | 150 |  | EMuPVC150 |  | 136.073 |  | 0 | 304.468 | 41429.8803 | 1 | 41429.8803 | 13% | 46815.7647 |  | 46815.7647 |  | Y | [5 empty] | 16150.8537 |  |  |  |  | 16150.8537 |  | 46815.7647 |  |  |  |  | 46815.7647
RNW-SGM-45 | #N/A | Effluent Main |  |  | UPVC | 150 |  | EMuPVC150 |  | 16.5429 |  | 0 | 304.468 | 5036.7844 | 1 | 5036.7844 | 13% | 5691.5664 |  | 5691.5664 |  | Y | [5 empty] | 16150.8537 |  |  |  |  | 16150.8537 |  | 5691.5664 |  |  |  |  | 5691.5664
RNW-SGM-49 | #N/A | Effluent Main |  |  | UPVC | 200 |  | EMuPVC200 |  | 226.144 |  | 0 | 309.2482 | 69934.6149 | 1 | 69934.6149 | 13% | 79026.1148 |  | 79026.1148 |  | Y | [5 empty] | 16150.8537 |  |  |  |  | 16150.8537 |  | 79026.1148 |  |  |  |  | 79026.1148
RNW-SGM-104 | #N/A | Effluent Main |  |  | Unknown | 0 |  | EM0 |  | 351.74 |  | 0 | 309.2482 | 108774.9462 | 1 | 108774.9462 | 13% | 122915.6893 |  | 122915.6893 | Y | [5 empty] | 5850.3942 | [5 empty] | 5850.3942 | 122915.6893 | [5 empty] | 122915.6893
RNW-SGM-109 | #N/A | Effluent Main |  |  | Unknown | 0 |  | EM0 |  | 159.481 |  | 0 | 309.2482 | 49319.2051 | 1 | 49319.2051 | 13% | 55730.7018 |  | 55730.7018 | Y | [5 empty] | 5850.3942 | [5 empty] | 5850.3942 | 55730.7018 | [5 empty] | 55730.7018
RNW-SGM-110 | #N/A | Effluent Main |  |  | Unknown | 0 |  | EM0 |  | 164.899 |  | 0 | 309.2482 | 50994.7116 | 1 | 50994.7116 | 13% | 57624.0241 |  | 57624.0241 | Y | [5 empty] | 5850.3942 | [5 empty] | 5850.3942 | 57624.0241 | [5 empty] | 57624.0241
RNW-SGM-195 | #N/A | Effluent Main |  |  | Unknown | 0 |  | EM0 |  | 168.33 |  | 0 | 309.2482 | 52055.742 | 1 | 52055.742 | 13% | 58822.9885 |  | 58822.9885 | Y | [5 empty] | 5850.3942 | [5 empty] | 5850.3942 | 58822.9885 | [5 empty] | 58822.9885
RNW-SGM-196 | #N/A | Effluent Main |  |  | Unknown | 0 |  | EM0 |  | 198.446 |  | 0 | 309.2482 | 61369.0595 | 1 | 61369.0595 | 13% | 69347.0372 |  | 69347.0372 | Y | [5 empty] | 5850.3942 | [5 empty] | 5850.3942 | 69347.0372 | [5 empty] | 69347.0372
RNW-SGM-56 | #N/A | Effluent Main |  |  | UPVC | 200 |  | EMuPVC200 |  | 202.277 |  | 0 | 309.2482 | 62553.7892 | 1 | 62553.7892 | 13% | 70685.7818 |  | 70685.7818 |  | Y | [5 empty] | 16150.8537 |  |  |  |  | 16150.8537 |  | 70685.7818 |  |  |  |  | 70685.7818
RNW-SGM-57 | #N/A | Effluent Main |  |  | UPVC | 200 |  | EMuPVC200 |  | 205.229 |  | 0 | 309.2482 | 63466.6897 | 1 | 63466.6897 | 13% | 71717.3594 |  | 71717.3594 |  | Y | [5 empty] | 16150.8537 |  |  |  |  | 16150.8537 |  | 71717.3594 |  |  |  |  | 71717.3594
RNW-SGM-58 | #N/A | Effluent Main |  |  | UPVC | 200 |  | EMuPVC200 |  | 121.402 |  | 0 | 309.2482 | 37543.3446 | 1 | 37543.3446 | 13% | 42423.9794 |  | 42423.9794 |  | Y | [5 empty] | 16150.8537 |  |  |  |  | 16150.8537 |  | 42423.9794 |  |  |  |  | 42423.9794
RNW-SGM-59 | #N/A | Effluent Main |  |  | UPVC | 200 |  | EMuPVC200 |  | 141.299 |  | 0 | 309.2482 | 43696.4551 | 1 | 43696.4551 | 13% | 49376.9943 |  | 49376.9943 |  | Y | [5 empty] | 16150.8537 |  |  |  |  | 16150.8537 |  | 49376.9943 |  |  |  |  | 49376.9943
RNW-SGM-198 | #N/A | Effluent Main |  |  | Unknown | 200 |  | EM200 |  | 120.623 |  | 0 | 309.2482 | 37302.4403 | 1 | 37302.4403 | 13% | 42151.7575 |  | 42151.7575 |  | Y | [5 empty] | 16150.8537 |  |  |  |  | 16150.8537 |  | 42151.7575 |  |  |  |  | 42151.7575
RNW-SGM-61 | #N/A | Effluent Main |  |  | UPVC | 200 |  | EMuPVC200 |  | 108.196 |  | 0 | 309.2482 | 33459.4134 | 1 | 33459.4134 | 13% | 37809.1372 |  | 37809.1372 |  | Y | [5 empty] | 16150.8537 |  |  |  |  | 16150.8537 |  | 37809.1372 |  |  |  |  | 37809.1372
RNW-SGM-62 | #N/A | Effluent Main |  |  | UPVC | 200 |  | EMuPVC200 |  | 62.645 |  | 0 | 309.2482 | 19372.8507 | 1 | 19372.8507 | 13% | 21891.3213 |  | 21891.3213 |  | Y | [5 empty] | 16150.8537 |  |  |  |  | 16150.8537 |  | 21891.3213 |  |  |  |  | 21891.3213
RNW-SGM-63 | #N/A | Effluent Main |  |  | UPVC | 200 |  | EMuPVC200 |  | 69.9295 |  | 0 | 309.2482 | 21625.5689 | 1 | 21625.5689 | 13% | 24436.8929 |  | 24436.8929 |  | Y | [5 empty] | 16150.8537 |  |  |  |  | 16150.8537 |  | 24436.8929 |  |  |  |  | 24436.8929
RNW-SGM-64 | #N/A | Effluent Main |  |  | UPVC | 200 |  | EMuPVC200 |  | 69.5469 |  | 0 | 309.2482 | 21507.2506 | 1 | 21507.2506 | 13% | 24303.1931 |  | 24303.1931 |  | Y | [5 empty] | 16150.8537 |  |  |  |  | 16150.8537 |  | 24303.1931 |  |  |  |  | 24303.1931
RNW-SGM-79 | #N/A | Effluent Main |  |  | Unknown | 0 |  | EM0 |  | 21.508 |  | 0 | 309.2482 | 6651.3093 | 1 | 6651.3093 | 13% | 7515.9795 |  | 7515.9795 |  | Y | [5 empty] | 16150.8537 |  |  |  |  | 16150.8537 |  | 7515.9795 |  |  |  |  | 7515.9795
RNW-SGM-84 | #N/A | Effluent Main |  |  | Unknown | 150 |  | EM150 |  | 111.924 |  | 0 | 309.2482 | 34612.2906 | 1 | 34612.2906 | 13% | 39111.8883 |  | 39111.8883 |  | Y | [5 empty] | 16150.8537 |  |  |  |  | 16150.8537 |  | 39111.8883 |  |  |  |  | 39111.8883
RNW-SGM-86 | #N/A | Effluent Main |  |  | Unknown | 150 |  | EM150 |  | 35.3815 |  | 0 | 309.2482 | 10941.6636 | 1 | 10941.6636 | 13% | 12364.0799 |  | 12364.0799 |  | Y | [5 empty] | 16150.8537 |  |  |  |  | 16150.8537 |  | 12364.0799 |  |  |  |  | 12364.0799
RNW-SGM-87 | #N/A | Effluent Main |  |  | Unknown | 150 |  | EM150 |  | 151.202 |  | 0 | 309.2482 | 46758.9396 | 1 | 46758.9396 | 13% | 52837.6018 |  | 52837.6018 |  | Y | [5 empty] | 16150.8537 |  |  |  |  | 16150.8537 |  | 52837.6018 |  |  |  |  | 52837.6018
RNW-SGM-89 | #N/A | Effluent Main |  |  | Unknown | 150 |  | EM150 |  | 62.9983 |  | 0 | 309.2482 | 19482.1081 | 1 | 19482.1081 | 13% | 22014.7821 |  | 22014.7821 |  | Y | [5 empty] | 16150.8537 |  |  |  |  | 16150.8537 |  | 22014.7821 |  |  |  |  | 22014.7821
RNW-SGM-92 | #N/A | Effluent Main |  |  | Unknown | 80 |  | EM80 |  | 80.0029 |  | 0 | 318.322 | 25466.6854 | 1 | 25466.6854 | 13% | 28777.3545 |  | 28777.3545 |  | Y | [5 empty] | 16150.8537 |  |  |  |  | 16150.8537 |  | 28777.3545 |  |  |  |  | 28777.3545
RNW-SGM-93 | #N/A | Effluent Main |  |  | Unknown | 80 |  | EM80 |  | 102.595 |  | 0 | 318.322 | 32658.2485 | 1 | 32658.2485 | 13% | 36903.8208 |  | 36903.8208 |  | Y | [5 empty] | 16150.8537 |  |  |  |  | 16150.8537 |  | 36903.8208 |  |  |  |  | 36903.8208
RNW-SGM-94 | #N/A | Effluent Main |  |  | Unknown | 80 |  | EM80 |  | 86.2979 |  | 0 | 318.322 | 27470.5226 | 1 | 27470.5226 | 13% | 31041.6905 |  | 31041.6905 |  | Y | [5 empty] | 16150.8537 |  |  |  |  | 16150.8537 |  | 31041.6905 |  |  |  |  | 31041.6905
RNW-SGM-100 | #N/A | Effluent Main |  |  | Unknown | 0 |  | EM0 |  | 70.195 |  | 0 | 309.2482 | 21707.6743 | 1 | 21707.6743 | 13% | 24529.6719 |  | 24529.6719 | Y | [5 empty] | 5850.3942 | [5 empty] | 5850.3942 | 24529.6719 | [5 empty] | 24529.6719
RNW-SGM-101 | #N/A | Effluent Main |  |  | Unknown | 0 |  | EM0 |  | 30.2226 |  | 0 | 309.2482 | 9346.2833 | 1 | 9346.2833 | 13% | 10561.3001 |  | 10561.3001 | Y | [5 empty] | 5850.3942 | [5 empty] | 5850.3942 | 10561.3001 | [5 empty] | 10561.3001
RNW-SGM-102 | #N/A | Effluent Main |  |  | Unknown | 0 |  | EM0 |  | 98.4234 |  | 0 | 309.2482 | 30437.2549 | 1 | 30437.2549 | 13% | 34394.0981 |  | 34394.0981 | Y | [5 empty] | 5850.3942 | [5 empty] | 5850.3942 | 34394.0981 | [5 empty] | 34394.0981
RNW-SGM-103 | #N/A | Effluent Main |  |  | Unknown | 0 |  | EM0 |  | 94.6729 |  | 0 | 309.2482 | 29277.4197 | 1 | 29277.4197 | 13% | 33083.4843 |  | 33083.4843 | Y | [5 empty] | 5850.3942 | [5 empty] | 5850.3942 | 33083.4843 | [5 empty] | 33083.4843
RNW-SGM-111 | #N/A | Effluent Main |  |  | Unknown | 0 |  | EM0 |  | 69.8109 |  | 0 | 309.2482 | 21588.8921 | 1 | 21588.8921 | 13% | 24395.448 |  | 24395.448 | Y | [5 empty] | 5850.3942 | [5 empty] | 5850.3942 | 24395.448 | [5 empty] | 24395.448
RNW-SGM-112 | #N/A | Effluent Main |  |  | Unknown | 0 |  | EM0 |  | 113.536 |  | 0 | 309.2482 | 35110.7986 | 1 | 35110.7986 | 13% | 39675.2024 |  | 39675.2024 | Y | [5 empty] | 5850.3942 | [5 empty] | 5850.3942 | 39675.2024 | [5 empty] | 39675.2024
RNW-SGM-122 | #N/A | Effluent Main |  |  | Unknown | 0 |  | EM0 |  | 38.6025 |  | 0 | 309.2482 | 11937.7519 | 1 | 11937.7519 | 13% | 13489.6597 |  | 13489.6597 | Y | [5 empty] | 5850.3942 | [5 empty] | 5850.3942 | 13489.6597 | [5 empty] | 13489.6597
RNW-SGM-127 | #N/A | Effluent Main |  |  | Unknown | 0 |  | EM0 |  | 25.6506 |  | 0 | 309.2482 | 7932.4007 | 1 | 7932.4007 | 13% | 8963.6128 |  | 8963.6128 | Y | [5 empty] | 5850.3942 | [5 empty] | 5850.3942 | 8963.6128 | [5 empty] | 8963.6128
RNW-SGM-138 | #N/A | Effluent Main |  |  | Unknown | 0 |  | EM0 |  | 45.8805 |  | 0 | 309.2482 | 14188.46 | 1 | 14188.46 | 13% | 16032.9598 |  | 16032.9598 | Y | [5 empty] | 5850.3942 | [5 empty] | 5850.3942 | 16032.9598 | [5 empty] | 16032.9598
RNW-SGM-192 | #N/A | Effluent Main |  |  | Unknown | 0 |  | EM0 |  | 1.4915 |  | 0 | 309.2482 | 461.256 | 1 | 461.256 | 13% | 521.2193 |  | 521.2193 | Y | [5 empty] | 5850.3942 | [5 empty] | 5850.3942 | 521.2193 | [5 empty] | 521.2193
RNW-SGM-194 | #N/A | Effluent Main |  |  | Unknown | 0 |  | EM0 |  | 1.492 |  | 0 | 309.2482 | 461.3921 | 1 | 461.3921 | 13% | 521.373 |  | 521.373 | Y | [5 empty] | 5850.3942 | [5 empty] | 5850.3942 | 521.373 | [5 empty] | 521.373
RNW-SGM-200 | #N/A | Effluent Main |  |  | UPVC | 200 |  | EMuPVC200 |  | 229.384 |  | 0 | 309.2482 | 70936.5789 | 1 | 70936.5789 | 13% | 80158.3342 |  | 80158.3342 |  | Y | [5 empty] | 16150.8537 |  |  |  |  | 16150.8537 |  | 80158.3342 |  |  |  |  | 80158.3342
RNW-SGM-202 | #N/A | Effluent Main |  |  | Ductile iron cement | 300 |  | EMDICL300 |  | 37.0582 |  | 0 | 761.4272 | 28217.1208 | 1 | 28217.1208 | 13% | 31885.3465 |  | 31885.3465 |  |  | Y | [5 empty] | 7168.0761 |  |  |  | 7168.0761 |  |  | 31885.3465 |  |  |  | 31885.3465
RNW-SGM-203 | #N/A | Effluent Main |  |  | Other | 300 |  | EMOther300 |  | 312.944 |  | 0 | 761.4272 | 238284.068 | 1 | 238284.068 | 13% | 269260.9968 |  | 269260.9968 |  |  | Y | [5 empty] | 7168.0761 |  |  |  | 7168.0761 |  |  | 269260.9968 |  |  |  | 269260.9968
RNW-SGM-205 | #N/A | Effluent Main |  |  | Ductile iron cement | 300 |  | EMDICL300 |  | 1.9949 |  | 0 | 761.4272 | 1519.0015 | 1 | 1519.0015 | 13% | 1716.4717 |  | 1716.4717 |  | Y | [5 empty] | 16150.8537 |  |  |  |  | 16150.8537 |  | 1716.4717 |  |  |  |  | 1716.4717
RNW-SGM-206 | #N/A | Effluent Main |  |  | HDPE | 300 |  | EMHDPE300 |  | 159.639 |  | 0 | 761.4272 | 121553.4739 | 1 | 121553.4739 | 13% | 137355.4255 |  | 137355.4255 |  | Y | [5 empty] | 16150.8537 |  |  |  |  | 16150.8537 |  | 137355.4255 |  |  |  |  | 137355.4255
RNW-SGM-207 | #N/A | Effluent Main |  |  | Other | 300 |  | EMOther300 |  | 114.168 |  | 0 | 761.4272 | 86930.6185 | 1 | 86930.6185 | 13% | 98231.5989 |  | 98231.5989 |  | Y | [5 empty] | 16150.8537 |  |  |  |  | 16150.8537 |  | 98231.5989 |  |  |  |  | 98231.5989
RNW-SGM-208 | #N/A | Effluent Main |  |  | Other | 300 |  | EMOther300 |  | 76.0314 |  | 0 | 761.4272 | 57892.3746 | 1 | 57892.3746 | 13% | 65418.3833 |  | 65418.3833 |  | Y | [5 empty] | 16150.8537 |  |  |  |  | 16150.8537 |  | 65418.3833 |  |  |  |  | 65418.3833
RNW-SGM-209 | #N/A | Effluent Main |  |  | Other | 300 |  | EMOther300 |  | 4.1102 |  | 0 | 761.4272 | 3129.5875 | 1 | 3129.5875 | 13% | 3536.4339 |  | 3536.4339 |  | Y | [5 empty] | 16150.8537 |  |  |  |  | 16150.8537 |  | 3536.4339 |  |  |  |  | 3536.4339
RNW-SGM-210 | #N/A | Effluent Main |  |  | Ductile iron cement | 300 |  | EMDICL300 |  | 2.0045 |  | 0 | 761.4272 | 1526.2884 | 1 | 1526.2884 | 13% | 1724.7059 |  | 1724.7059 |  | Y | [5 empty] | 16150.8537 |  |  |  |  | 16150.8537 |  | 1724.7059 |  |  |  |  | 1724.7059
RNW-SGM-215 | #N/A | Effluent Main |  |  | Other | 300 |  | EMOther300 |  | 12.8838 |  | 0 | 761.4272 | 9810.0755 | 1 | 9810.0755 | 13% | 11085.3853 |  | 11085.3853 |  | Y | [5 empty] | 16150.8537 |  |  |  |  | 16150.8537 |  | 11085.3853 |  |  |  |  | 11085.3853
RNW-SGM-216 | #N/A | Effluent Main |  |  | Other | 300 |  | EMOther300 |  | 1360.34 |  | 0 | 761.4272 | 1035799.8526 | 1 | 1035799.8526 | 13% | 1170453.8334 |  | 1170453.8334 |  | Y | [5 empty] | 16150.8537 |  |  |  |  | 16150.8537 |  | 1170453.8334 |  |  |  |  | 1170453.8334
RNW-SGM-217 | #N/A | Effluent Main |  |  | Other | 300 |  | EMOther300 |  | 32.5526 |  | 0 | 761.4272 | 24786.4345 | 1 | 24786.4345 | 13% | 28008.671 |  | 28008.671 |  | Y | [5 empty] | 16150.8537 |  |  |  |  | 16150.8537 |  | 28008.671 |  |  |  |  | 28008.671
RNW-SGM-292 | #N/A | Effluent Main |  |  | Unknown | 150 |  | EM150 |  | 985.947 |  | 0 | 309.2482 | 304902.2912 | 1 | 304902.2912 | 13% | 344539.5891 |  | 344539.5891 |  |  |  | Y | [5 empty] | 4804.0114 |  |  | 4804.0114 |  |  |  | 344539.5891 |  |  | 344539.5891
RNW-SGM-294 | #N/A | Effluent Main |  |  | PVC | 150 |  | EMPVC150 |  | 853.369 |  | 0 | 304.468 | 259823.5909 | 1 | 259823.5909 | 13% | 293600.6577 |  | 293600.6577 |  |  |  | Y | [5 empty] | 4804.0114 |  |  | 4804.0114 |  |  |  | 293600.6577 |  |  | 293600.6577
RNW-SGM-295 | #N/A | Effluent Main |  |  | Unknown | 150 |  | EM150 |  | 263.037 |  | 0 | 309.2482 | 81343.7071 | 1 | 81343.7071 | 13% | 91918.389 |  | 91918.389 |  |  |  | Y | [5 empty] | 4804.0114 |  |  | 4804.0114 |  |  |  | 91918.389 |  |  | 91918.389
RNW-SGM-305 | #N/A | Effluent Main |  |  | uPVC | 300 |  | EMuPVC300 |  | 786.628 |  | 0 | 761.4272 | 598959.9412 | 1 | 598959.9412 | 13% | 676824.7336 |  | 676824.7336 |  |  | Y | [5 empty] | 7168.0761 |  |  |  | 7168.0761 |  |  | 676824.7336 |  |  |  | 676824.7336
RNW-SGM-311 | #N/A | Effluent Main |  |  | PVC White | 150 |  | EMPVC150 |  | 56.9774 |  | 0 | 304.468 | 17347.7976 | 1 | 17347.7976 | 13% | 19603.0113 |  | 19603.0113 |  |  |  | Y | [5 empty] | 4804.0114 |  |  | 4804.0114 |  |  |  | 19603.0113 |  |  | 19603.0113
RNW-SGM-315 | #N/A | Effluent Main |  |  | PVC | 150 |  | EMPVC150 |  | 158.303 |  | 0 | 304.468 | 48198.2049 | 1 | 48198.2049 | 13% | 54463.9715 |  | 54463.9715 |  |  |  | Y | [5 empty] | 4804.0114 |  |  | 4804.0114 |  |  |  | 54463.9715 |  |  | 54463.9715
RNW-SGM-316 | #N/A | Effluent Main |  |  | AC | 150 |  | EMAC150 |  | 229.209 |  | 0 | 424.485 | 97295.7719 | 1 | 97295.7719 | 13% | 109944.2222 |  | 109944.2222 |  |  |  | Y | [5 empty] | 4804.0114 |  |  | 4804.0114 |  |  |  | 109944.2222 |  |  | 109944.2222
RNW-SGM-52 | #N/A | Effluent Main |  |  | UPVC | 200 |  | EMuPVC200 |  | 458.004 |  | 0 | 309.2482 | 141636.8922 | 1 | 141636.8922 | 13% | 160049.6882 |  | 160049.6882 |  | Y | [5 empty] | 16150.8537 |  |  |  |  | 16150.8537 |  | 160049.6882 |  |  |  |  | 160049.6882
WM2169 | #N/A | Effluent Main |  |  | Cast Iron | 200 |  | EMCI200 |  | 35.8549 |  | 0 | 309.2482 | 11088.0617 | 1 | 11088.0617 | 13% | 12529.5097 |  | 12529.5097 |  |  | Y | [5 empty] | 7168.0761 |  |  |  | 7168.0761 |  |  | 12529.5097 |  |  |  | 12529.5097
WM2168 | #N/A | Effluent Main |  |  | uPVC | 200 |  | EMuPVC200 |  | 278.876 |  | 0 | 309.2482 | 86241.8886 | 1 | 86241.8886 | 13% | 97453.3342 |  | 97453.3342 |  |  | Y | [5 empty] | 7168.0761 |  |  |  | 7168.0761 |  |  | 97453.3342 |  |  |  | 97453.3342
WM2167 | #N/A | Effluent Main |  |  | uPVC | 100 |  | EMuPVC100 |  | 754.264 |  | 0 | 304.468 | 229649.2853 | 1 | 229649.2853 | 13% | 259503.6924 |  | 259503.6924 |  |  | Y | [5 empty] | 7168.0761 |  |  |  | 7168.0761 |  |  | 259503.6924 |  |  |  | 259503.6924
1 | #N/A | Effluent Main |  |  | Unknown | 0 |  | EM0 |  | 28.7981 |  | 0 | 309.2482 | 8905.7593 | 1 | 8905.7593 | 13% | 10063.508 |  | 10063.508 |  | Y | [5 empty] | 16150.8537 |  |  |  |  | 16150.8537 |  | 10063.508 |  |  |  |  | 10063.508
2 | #N/A | Effluent Main |  |  | Unknown | 0 |  | EM0 |  | 15.2922 |  | 0 | 309.2482 | 4729.0846 | 1 | 4729.0846 | 13% | 5343.8656 |  | 5343.8656 |  | Y | [5 empty] | 16150.8537 |  |  |  |  | 16150.8537 |  | 5343.8656 |  |  |  |  | 5343.8656
WM-SL-39 | #N/A | Gravity Main |  |  | UPVC | 150 |  | GMuPVC150 |  | 45.666 |  | 0 | 424.485 | 19384.5299 | 1 | 19384.5299 | 13% | 21904.5188 |  | 21904.5188 |  | Y | [5 empty] | 16150.8537 |  |  |  |  | 16150.8537 |  | 21904.5188 |  |  |  |  | 21904.5188
WM-SL-40 | #N/A | Gravity Main |  |  | UPVC | 150 |  | GMuPVC150 |  | 67.3853 |  | 0 | 424.485 | 28604.046 | 1 | 28604.046 | 13% | 32322.572 |  | 32322.572 |  | Y | [5 empty] | 16150.8537 |  |  |  |  | 16150.8537 |  | 32322.572 |  |  |  |  | 32322.572
WM-SL-49 | #N/A | Gravity Main |  |  | UPVC | 150 |  | GMuPVC150 |  | 57.1502 |  | 0 | 424.485 | 24259.4 | 1 | 24259.4 | 13% | 27413.122 |  | 27413.122 |  | Y | [5 empty] | 16150.8537 |  |  |  |  | 16150.8537 |  | 27413.122 |  |  |  |  | 27413.122
WM-SL-50 | #N/A | Gravity Main |  |  | UPVC | 150 |  | GMuPVC150 |  | 76.0925 |  | 0 | 424.485 | 32300.1214 | 1 | 32300.1214 | 13% | 36499.1372 |  | 36499.1372 |  | Y | [5 empty] | 16150.8537 |  |  |  |  | 16150.8537 |  | 36499.1372 |  |  |  |  | 36499.1372
WM-SL-52 | #N/A | Gravity Main |  |  | UPVC | 150 |  | GMuPVC150 |  | 86.2183 |  | 0 | 424.485 | 36598.3711 | 1 | 36598.3711 | 13% | 41356.1594 |  | 41356.1594 |  | Y | [5 empty] | 16150.8537 |  |  |  |  | 16150.8537 |  | 41356.1594 |  |  |  |  | 41356.1594
WM-SL-53 | #N/A | Gravity Main |  |  | UPVC | 150 |  | GMuPVC150 |  | 5.3006 |  | 0 | 424.485 | 2250.0037 | 1 | 2250.0037 | 13% | 2542.5042 |  | 2542.5042 |  | Y | [5 empty] | 16150.8537 |  |  |  |  | 16150.8537 |  | 2542.5042 |  |  |  |  | 2542.5042
WM-SL-92 | #N/A | Gravity Main |  |  | UPVC | 150 |  | GMuPVC150 |  | 88.0669 |  | 0 | 424.485 | 37383.074 | 1 | 37383.074 | 13% | 42242.8736 |  | 42242.8736 |  | Y | [5 empty] | 16150.8537 |  |  |  |  | 16150.8537 |  | 42242.8736 |  |  |  |  | 42242.8736
WM-SL-137 | #N/A | Gravity Main |  |  | UPVC | 150 |  | GMuPVC150 |  | 91.0968 |  | 0 | 424.485 | 38669.221 | 1 | 38669.221 | 13% | 43696.2197 |  | 43696.2197 |  | Y | [5 empty] | 16150.8537 |  |  |  |  | 16150.8537 |  | 43696.2197 |  |  |  |  | 43696.2197
WM-SL-150 | #N/A | Gravity Main |  |  | AC | 225 |  | GMAC225 |  | 21.1305 |  | 0 | 626.0278 | 13228.2797 | 1 | 13228.2797 | 13% | 14947.956 |  | 14947.956 |  | Y | [5 empty] | 16150.8537 |  |  |  |  | 16150.8537 |  | 14947.956 |  |  |  |  | 14947.956
WM-SL-234 | #N/A | Gravity Main |  |  | Unknown | 225 |  | GM225 |  | 72.2336 |  | 0 | 626.0278 | 45220.2391 | 1 | 45220.2391 | 13% | 51098.8702 |  | 51098.8702 |  | Y | [5 empty] | 16150.8537 |  |  |  |  | 16150.8537 |  | 51098.8702 |  |  |  |  | 51098.8702
WM-SL-235 | #N/A | Gravity Main |  |  | AC | 225 |  | GMAC225 |  | 54.482 |  | 0 | 626.0278 | 34107.2447 | 1 | 34107.2447 | 13% | 38541.1865 |  | 38541.1865 |  | Y | [5 empty] | 16150.8537 |  |  |  |  | 16150.8537 |  | 38541.1865 |  |  |  |  | 38541.1865
WM-SL-239 | #N/A | Gravity Main |  |  | AC | 225 |  | GMAC225 |  | 75.1266 |  | 0 | 626.0278 | 47031.3375 | 1 | 47031.3375 | 13% | 53145.4113 |  | 53145.4113 |  | Y | [5 empty] | 16150.8537 |  |  |  |  | 16150.8537 |  | 53145.4113 |  |  |  |  | 53145.4113
WM-SL-240 | #N/A | Gravity Main |  |  | AC | 225 |  | GMAC225 |  | 56.6193 |  | 0 | 626.0278 | 35445.2538 | 1 | 35445.2538 | 13% | 40053.1368 |  | 40053.1368 |  | Y | [5 empty] | 16150.8537 |  |  |  |  | 16150.8537 |  | 40053.1368 |  |  |  |  | 40053.1368
WM-SL-285 | #N/A | Gravity Main |  |  | AC | 225 |  | GMAC225 |  | 65.4233 |  | 0 | 626.0278 | 40956.8023 | 1 | 40956.8023 | 13% | 46281.1866 |  | 46281.1866 |  | Y | [5 empty] | 16150.8537 |  |  |  |  | 16150.8537 |  | 46281.1866 |  |  |  |  | 46281.1866
WM-SL-296 | #N/A | Gravity Main |  |  | AC | 225 |  | GMAC225 |  | 40.6889 |  | 0 | 626.0278 | 25472.3811 | 1 | 25472.3811 | 13% | 28783.7907 |  | 28783.7907 |  | Y | [5 empty] | 16150.8537 |  |  |  |  | 16150.8537 |  | 28783.7907 |  |  |  |  | 28783.7907
WM-SL-297 | #N/A | Gravity Main |  |  | AC | 225 |  | GMAC225 |  | 98.2311 |  | 0 | 626.0278 | 61495.396 | 1 | 61495.396 | 13% | 69489.7974 |  | 69489.7974 |  | Y | [5 empty] | 16150.8537 |  |  |  |  | 16150.8537 |  | 69489.7974 |  |  |  |  | 69489.7974
WM-SL-351 | #N/A | Gravity Main |  |  | AC | 225 |  | GMAC225 |  | 34.9742 |  | 0 | 626.0278 | 21894.8203 | 1 | 21894.8203 | 13% | 24741.1469 |  | 24741.1469 |  | Y | [5 empty] | 16150.8537 |  |  |  |  | 16150.8537 |  | 24741.1469 |  |  |  |  | 24741.1469
WM-SL-353 | #N/A | Gravity Main |  |  | AC | 225 |  | GMAC225 |  | 38.2251 |  | 0 | 626.0278 | 23929.9739 | 1 | 23929.9739 | 13% | 27040.8705 |  | 27040.8705 |  | Y | [5 empty] | 16150.8537 |  |  |  |  | 16150.8537 |  | 27040.8705 |  |  |  |  | 27040.8705
WM-SL-358 | #N/A | Gravity Main |  |  | AC | 300 |  | GMAC300 |  | 32.9366 |  | 0 | 761.4272 | 25078.8225 | 1 | 25078.8225 | 13% | 28339.0694 |  | 28339.0694 |  | Y | [5 empty] | 16150.8537 |  |  |  |  | 16150.8537 |  | 28339.0694 |  |  |  |  | 28339.0694
WM-SL-359 | #N/A | Gravity Main |  |  | AC | 300 |  | GMAC300 |  | 12.6718 |  | 0 | 761.4272 | 9648.653 | 1 | 9648.653 | 13% | 10902.9778 |  | 10902.9778 |  | Y | [5 empty] | 16150.8537 |  |  |  |  | 16150.8537 |  | 10902.9778 |  |  |  |  | 10902.9778
WM-SL-360 | #N/A | Gravity Main |  |  | AC | 300 |  | GMAC300 |  | 28.0615 |  | 0 | 761.4272 | 21366.7889 | 1 | 21366.7889 | 13% | 24144.4714 |  | 24144.4714 |  | Y | [5 empty] | 16150.8537 |  |  |  |  | 16150.8537 |  | 24144.4714 |  |  |  |  | 24144.4714
WM-SL-362 | #N/A | Gravity Main |  |  | AC | 300 |  | GMAC300 |  | 25.9761 |  | 0 | 761.4272 | 19778.9086 | 1 | 19778.9086 | 13% | 22350.1667 |  | 22350.1667 |  | Y | [5 empty] | 16150.8537 |  |  |  |  | 16150.8537 |  | 22350.1667 |  |  |  |  | 22350.1667
WM-SL-363 | #N/A | Gravity Main |  |  | AC | 300 |  | GMAC300 |  | 34.1421 |  | 0 | 761.4272 | 25996.723 | 1 | 25996.723 | 13% | 29376.297 |  | 29376.297 |  | Y | [5 empty] | 16150.8537 |  |  |  |  | 16150.8537 |  | 29376.297 |  |  |  |  | 29376.297
WM-SL-364 | #N/A | Gravity Main |  |  | AC | 300 |  | GMAC300 |  | 30.7515 |  | 0 | 761.4272 | 23415.028 | 1 | 23415.028 | 13% | 26458.9816 |  | 26458.9816 |  | Y | [5 empty] | 16150.8537 |  |  |  |  | 16150.8537 |  | 26458.9816 |  |  |  |  | 26458.9816
WM-SL-369 | #N/A | Gravity Main |  |  | AC | 300 |  | GMAC300 |  | 46.4835 |  | 0 | 761.4272 | 35393.8004 | 1 | 35393.8004 | 13% | 39994.9945 |  | 39994.9945 |  | Y | [5 empty] | 16150.8537 |  |  |  |  | 16150.8537 |  | 39994.9945 |  |  |  |  | 39994.9945
WM-SL-372 | #N/A | Gravity Main |  |  | AC | 225 |  | GMAC225 |  | 14.9185 |  | 0 | 626.0278 | 9339.3952 | 1 | 9339.3952 | 13% | 10553.5166 |  | 10553.5166 |  | Y | [5 empty] | 16150.8537 |  |  |  |  | 16150.8537 |  | 10553.5166 |  |  |  |  | 10553.5166
WM-SL-373 | #N/A | Gravity Main |  |  | AC | 225 |  | GMAC225 |  | 75.6175 |  | 0 | 626.0278 | 47338.6545 | 1 | 47338.6545 | 13% | 53492.6796 |  | 53492.6796 |  | Y | [5 empty] | 16150.8537 |  |  |  |  | 16150.8537 |  | 53492.6796 |  |  |  |  | 53492.6796
WM-SL-390 | #N/A | Gravity Main |  |  | AC | 150 |  | GMAC150 |  | 4.854 |  | 0 | 424.485 | 2060.4712 | 1 | 2060.4712 | 13% | 2328.3324 |  | 2328.3324 |  | Y | [5 empty] | 16150.8537 |  |  |  |  | 16150.8537 |  | 2328.3324 |  |  |  |  | 2328.3324
WM-SL-433 | #N/A | Gravity Main |  |  | AC | 375 |  | GMAC375 |  | 61.4929 |  | 0 | 906.0533 | 55715.8465 | 1 | 55715.8465 | 13% | 62958.9065 |  | 62958.9065 |  | Y | [5 empty] | 16150.8537 |  |  |  |  | 16150.8537 |  | 62958.9065 |  |  |  |  | 62958.9065
WM-SL-438 | #N/A | Gravity Main |  |  | AC | 375 |  | GMAC375 |  | 60.3365 |  | 0 | 906.0533 | 54668.0864 | 1 | 54668.0864 | 13% | 61774.9376 |  | 61774.9376 |  | Y | [5 empty] | 16150.8537 |  |  |  |  | 16150.8537 |  | 61774.9376 |  |  |  |  | 61774.9376
WM-SL-439 | #N/A | Gravity Main |  |  | AC | 375 |  | GMAC375 |  | 58.2085 |  | 0 | 906.0533 | 52740.0049 | 1 | 52740.0049 | 13% | 59596.2056 |  | 59596.2056 |  | Y | [5 empty] | 16150.8537 |  |  |  |  | 16150.8537 |  | 59596.2056 |  |  |  |  | 59596.2056
WM-SL-440 | #N/A | Gravity Main |  |  | AC | 375 |  | GMAC375 |  | 103.046 |  | 0 | 906.0533 | 93365.1709 | 1 | 93365.1709 | 13% | 105502.6431 |  | 105502.6431 |  | Y | [5 empty] | 16150.8537 |  |  |  |  | 16150.8537 |  | 105502.6431 |  |  |  |  | 105502.6431
WM-SL-441 | #N/A | Gravity Main |  |  | AC | 375 |  | GMAC375 |  | 143.07 |  | 0 | 906.0533 | 129629.0491 | 1 | 129629.0491 | 13% | 146480.8255 |  | 146480.8255 |  | Y | [5 empty] | 16150.8537 |  |  |  |  | 16150.8537 |  | 146480.8255 |  |  |  |  | 146480.8255
WM-SL-442 | #N/A | Gravity Main |  |  | AC | 375 |  | GMAC375 |  | 88.9415 |  | 0 | 906.0533 | 80585.7418 | 1 | 80585.7418 | 13% | 91061.8882 |  | 91061.8882 |  | Y | [5 empty] | 16150.8537 |  |  |  |  | 16150.8537 |  | 91061.8882 |  |  |  |  | 91061.8882
WM-SL-552 | #N/A | Gravity Main |  |  | AC | 225 |  | GMAC225 |  | 71.1881 |  | 0 | 626.0278 | 44565.7271 | 1 | 44565.7271 | 13% | 50359.2716 |  | 50359.2716 |  | Y | [5 empty] | 16150.8537 |  |  |  |  | 16150.8537 |  | 50359.2716 |  |  |  |  | 50359.2716
WM-SL-553 | #N/A | Gravity Main |  |  | AC | 225 |  | GMAC225 |  | 76.2693 |  | 0 | 626.0278 | 47746.6994 | 1 | 47746.6994 | 13% | 53953.7703 |  | 53953.7703 |  | Y | [5 empty] | 16150.8537 |  |  |  |  | 16150.8537 |  | 53953.7703 |  |  |  |  | 53953.7703
WM-SL-554 | #N/A | Gravity Main |  |  | UPVC | 300 |  | GMuPVC300 |  | 56.9886 |  | 0 | 761.4272 | 43392.6691 | 1 | 43392.6691 | 13% | 49033.7161 |  | 49033.7161 |  | Y | [5 empty] | 16150.8537 |  |  |  |  | 16150.8537 |  | 49033.7161 |  |  |  |  | 49033.7161
WM-SL-555 | #N/A | Gravity Main |  |  | UPVC | 300 |  | GMuPVC300 |  | 100.982 |  | 0 | 761.4272 | 76890.4397 | 1 | 76890.4397 | 13% | 86886.1968 |  | 86886.1968 |  | Y | [5 empty] | 16150.8537 |  |  |  |  | 16150.8537 |  | 86886.1968 |  |  |  |  | 86886.1968
WM-SL-556 | #N/A | Gravity Main |  |  | AC | 225 |  | GMAC225 |  | 75.3679 |  | 0 | 626.0278 | 47182.398 | 1 | 47182.398 | 13% | 53316.1097 |  | 53316.1097 |  | Y | [5 empty] | 16150.8537 |  |  |  |  | 16150.8537 |  | 53316.1097 |  |  |  |  | 53316.1097
WM-SL-563 | #N/A | Gravity Main |  |  | UPVC | 300 |  | GMuPVC300 |  | 93.2219 |  | 0 | 761.4272 | 70981.6886 | 1 | 70981.6886 | 13% | 80209.3081 |  | 80209.3081 |  | Y | [5 empty] | 16150.8537 |  |  |  |  | 16150.8537 |  | 80209.3081 |  |  |  |  | 80209.3081
WM-SL-629 | #N/A | Gravity Main |  |  | UPVC | 300 |  | GMuPVC300 |  | 86.8008 |  | 0 | 761.4272 | 66092.4885 | 1 | 66092.4885 | 13% | 74684.512 |  | 74684.512 |  | Y | [5 empty] | 16150.8537 |  |  |  |  | 16150.8537 |  | 74684.512 |  |  |  |  | 74684.512
WM-SL-676 | #N/A | Gravity Main |  |  | AC | 300 |  | GMAC300 |  | 23.3746 |  | 0 | 761.4272 | 17798.0558 | 1 | 17798.0558 | 13% | 20111.8031 |  | 20111.8031 |  | Y | [5 empty] | 16150.8537 |  |  |  |  | 16150.8537 |  | 20111.8031 |  |  |  |  | 20111.8031
WM-SL-679 | #N/A | Gravity Main |  |  | UPVC | 300 |  | GMuPVC300 |  | 98.4534 |  | 0 | 761.4272 | 74965.0949 | 1 | 74965.0949 | 13% | 84710.5572 |  | 84710.5572 |  | Y | [5 empty] | 16150.8537 |  |  |  |  | 16150.8537 |  | 84710.5572 |  |  |  |  | 84710.5572
WM-SL-682 | #N/A | Gravity Main |  |  | AC | 225 |  | GMAC225 |  | 73.0953 |  | 0 | 626.0278 | 45759.6873 | 1 | 45759.6873 | 13% | 51708.4466 |  | 51708.4466 |  | Y | [5 empty] | 16150.8537 |  |  |  |  | 16150.8537 |  | 51708.4466 |  |  |  |  | 51708.4466
WM-SL-683 | #N/A | Gravity Main |  |  | UPVC | 300 |  | GMuPVC300 |  | 64.8368 |  | 0 | 761.4272 | 49368.5019 | 1 | 49368.5019 | 13% | 55786.4072 |  | 55786.4072 |  | Y | [5 empty] | 16150.8537 |  |  |  |  | 16150.8537 |  | 55786.4072 |  |  |  |  | 55786.4072
WM-SL-686 | #N/A | Gravity Main |  |  | AC/UPVC | 300 |  | GMuPVC300 |  | 92.6069 |  | 0 | 761.4272 | 70513.4109 | 1 | 70513.4109 | 13% | 79680.1543 |  | 79680.1543 |  | Y | [5 empty] | 16150.8537 |  |  |  |  | 16150.8537 |  | 79680.1543 |  |  |  |  | 79680.1543
WM-SL-687 | #N/A | Gravity Main |  |  | AC | 300 |  | GMAC300 |  | 53.3499 |  | 0 | 761.4272 | 40622.064 | 1 | 40622.064 | 13% | 45902.9323 |  | 45902.9323 |  | Y | [5 empty] | 16150.8537 |  |  |  |  | 16150.8537 |  | 45902.9323 |  |  |  |  | 45902.9323
WM-SL-688 | #N/A | Gravity Main |  |  | AC | 300 |  | GMAC300 |  | 31.689 |  | 0 | 761.4272 | 24128.866 | 1 | 24128.866 | 13% | 27265.6185 |  | 27265.6185 |  | Y | [5 empty] | 16150.8537 |  |  |  |  | 16150.8537 |  | 27265.6185 |  |  |  |  | 27265.6185
WM-SL-689 | #N/A | Gravity Main |  |  | AC | 300 |  | GMAC300 |  | 41.9472 |  | 0 | 761.4272 | 31939.7383 | 1 | 31939.7383 | 13% | 36091.9043 |  | 36091.9043 |  | Y | [5 empty] | 16150.8537 |  |  |  |  | 16150.8537 |  | 36091.9043 |  |  |  |  | 36091.9043
WM-SL-690 | #N/A | Gravity Main |  |  | UPVC | 300 |  | GMuPVC300 |  | 109.218 |  | 0 | 761.4272 | 83161.5539 | 1 | 83161.5539 | 13% | 93972.556 |  | 93972.556 |  | Y | [5 empty] | 16150.8537 |  |  |  |  | 16150.8537 |  | 93972.556 |  |  |  |  | 93972.556
WM-SL-691 | #N/A | Gravity Main |  |  | UPVC | 300 |  | GMuPVC300 |  | 82.7662 |  | 0 | 761.4272 | 63020.4344 | 1 | 63020.4344 | 13% | 71213.0909 |  | 71213.0909 |  | Y | [5 empty] | 16150.8537 |  |  |  |  | 16150.8537 |  | 71213.0909 |  |  |  |  | 71213.0909
WM-SL-733 | #N/A | Gravity Main |  |  | AC | 225 |  | GMAC225 |  | 58.3799 |  | 0 | 626.0278 | 36547.4383 | 1 | 36547.4383 | 13% | 41298.6053 |  | 41298.6053 |  | Y | [5 empty] | 16150.8537 |  |  |  |  | 16150.8537 |  | 41298.6053 |  |  |  |  | 41298.6053
WM-SL-831 | #N/A | Gravity Main |  |  | AC | 225 |  | GMAC225 |  | 64.7083 |  | 0 | 626.0278 | 40509.1924 | 1 | 40509.1924 | 13% | 45775.3874 |  | 45775.3874 |  | Y | [5 empty] | 16150.8537 |  |  |  |  | 16150.8537 |  | 45775.3874 |  |  |  |  | 45775.3874
WM-SL-832 | #N/A | Gravity Main |  |  | AC | 225 |  | GMAC225 |  | 59.5412 |  | 0 | 626.0278 | 37274.4443 | 1 | 37274.4443 | 13% | 42120.1221 |  | 42120.1221 |  | Y | [5 empty] | 16150.8537 |  |  |  |  | 16150.8537 |  | 42120.1221 |  |  |  |  | 42120.1221
WM-SL-833 | #N/A | Gravity Main |  |  | AC | 225 |  | GMAC225 |  | 61.8877 |  | 0 | 626.0278 | 38743.4185 | 1 | 38743.4185 | 13% | 43780.0629 |  | 43780.0629 |  | Y | [5 empty] | 16150.8537 |  |  |  |  | 16150.8537 |  | 43780.0629 |  |  |  |  | 43780.0629
WM-SL-841 | #N/A | Gravity Main |  |  | AC | 225 |  | GMAC225 |  | 66.4539 |  | 0 | 626.0278 | 41601.9865 | 1 | 41601.9865 | 13% | 47010.2447 |  | 47010.2447 |  | Y | [5 empty] | 16150.8537 |  |  |  |  | 16150.8537 |  | 47010.2447 |  |  |  |  | 47010.2447
WM-SL-853 | #N/A | Gravity Main |  |  | AC | 225 |  | GMAC225 |  | 24.0055 |  | 0 | 626.0278 | 15028.1095 | 1 | 15028.1095 | 13% | 16981.7637 |  | 16981.7637 |  | Y | [5 empty] | 16150.8537 |  |  |  |  | 16150.8537 |  | 16981.7637 |  |  |  |  | 16981.7637
WM-SL-872 | #N/A | Gravity Main |  |  | AC | 225 |  | GMAC225 |  | 6.2248 |  | 0 | 626.0278 | 3896.8976 | 1 | 3896.8976 | 13% | 4403.4943 |  | 4403.4943 |  | Y | [5 empty] | 16150.8537 |  |  |  |  | 16150.8537 |  | 4403.4943 |  |  |  |  | 4403.4943
WM-SL-873 | #N/A | Gravity Main |  |  | AC | 225 |  | GMAC225 |  | 16.072 |  | 0 | 626.0278 | 10061.5182 | 1 | 10061.5182 | 13% | 11369.5156 |  | 11369.5156 |  | Y | [5 empty] | 16150.8537 |  |  |  |  | 16150.8537 |  | 11369.5156 |  |  |  |  | 11369.5156
WM-SL-874 | #N/A | Gravity Main |  |  | AC | 225 |  | GMAC225 |  | 80.3851 |  | 0 | 626.0278 | 50323.3045 | 1 | 50323.3045 | 13% | 56865.3341 |  | 56865.3341 |  | Y | [5 empty] | 16150.8537 |  |  |  |  | 16150.8537 |  | 56865.3341 |  |  |  |  | 56865.3341
WM-SL-877 | #N/A | Gravity Main |  |  | AC | 150 |  | GMAC150 |  | 59.1956 |  | 0 | 424.485 | 25127.6416 | 1 | 25127.6416 | 13% | 28394.235 |  | 28394.235 |  | Y | [5 empty] | 16150.8537 |  |  |  |  | 16150.8537 |  | 28394.235 |  |  |  |  | 28394.235
WM-SL-922 | #N/A | Gravity Main |  |  | AC | 225 |  | GMAC225 |  | 58.9114 |  | 0 | 626.0278 | 36880.1721 | 1 | 36880.1721 | 13% | 41674.5944 |  | 41674.5944 |  | Y | [5 empty] | 16150.8537 |  |  |  |  | 16150.8537 |  | 41674.5944 |  |  |  |  | 41674.5944
WM-SL-1006 | #N/A | Gravity Main |  |  | AC | 225 |  | GMAC225 |  | 89.5694 |  | 0 | 626.0278 | 56072.9313 | 1 | 56072.9313 | 13% | 63362.4123 |  | 63362.4123 |  | Y | [5 empty] | 16150.8537 |  |  |  |  | 16150.8537 |  | 63362.4123 |  |  |  |  | 63362.4123
WM-SL-1007 | #N/A | Gravity Main |  |  | AC | 225 |  | GMAC225 |  | 42.0658 |  | 0 | 626.0278 | 26334.3587 | 1 | 26334.3587 | 13% | 29757.8254 |  | 29757.8254 |  | Y | [5 empty] | 16150.8537 |  |  |  |  | 16150.8537 |  | 29757.8254 |  |  |  |  | 29757.8254
WM-SL-1255 | #N/A | Gravity Main |  |  | UPVC | 150 |  | GMuPVC150 |  | 19.8694 |  | 0 | 424.485 | 8434.2613 | 1 | 8434.2613 | 13% | 9530.7153 |  | 9530.7153 |  | Y | [5 empty] | 16150.8537 |  |  |  |  | 16150.8537 |  | 9530.7153 |  |  |  |  | 9530.7153
WM-SL-1262 | #N/A | Gravity Main |  |  | UPVC | 150 |  | GMuPVC150 |  | 37.6025 |  | 0 | 424.485 | 15961.6955 | 1 | 15961.6955 | 13% | 18036.7159 |  | 18036.7159 |  | Y | [5 empty] | 16150.8537 |  |  |  |  | 16150.8537 |  | 18036.7159 |  |  |  |  | 18036.7159
WM-SL-1267 | #N/A | Gravity Main |  |  | UPVC | 150 |  | GMuPVC150 |  | 76.5258 |  | 0 | 424.485 | 32484.0507 | 1 | 32484.0507 | 13% | 36706.9773 |  | 36706.9773 |  | Y | [5 empty] | 16150.8537 |  |  |  |  | 16150.8537 |  | 36706.9773 |  |  |  |  | 36706.9773
WM-SL-1274 | #N/A | Gravity Main |  |  | UPVC | 0 |  | GMuPVC0 |  | 26.912 |  | 0 | 424.485 | 11423.7391 | 1 | 11423.7391 | 13% | 12908.8252 |  | 12908.8252 |  | Y | [5 empty] | 16150.8537 |  |  |  |  | 16150.8537 |  | 12908.8252 |  |  |  |  | 12908.8252
WM-SL-1276 | #N/A | Gravity Main |  |  | AC | 225 |  | GMAC225 |  | 37.2355 |  | 0 | 626.0278 | 23310.4568 | 1 | 23310.4568 | 13% | 26340.8162 |  | 26340.8162 |  | Y | [5 empty] | 16150.8537 |  |  |  |  | 16150.8537 |  | 26340.8162 |  |  |  |  | 26340.8162
WM-SL-1277 | #N/A | Gravity Main |  |  | AC | 150 |  | GMAC150 |  | 44.6855 |  | 0 | 424.485 | 18968.3224 | 1 | 18968.3224 | 13% | 21434.2043 |  | 21434.2043 |  | Y | [5 empty] | 16150.8537 |  |  |  |  | 16150.8537 |  | 21434.2043 |  |  |  |  | 21434.2043
WM-SL-1304 | #N/A | Gravity Main |  |  | AC | 225 |  | GMAC225 |  | 43.5357 |  | 0 | 626.0278 | 27254.557 | 1 | 27254.557 | 13% | 30797.6494 |  | 30797.6494 |  | Y | [5 empty] | 16150.8537 |  |  |  |  | 16150.8537 |  | 30797.6494 |  |  |  |  | 30797.6494
WM-SL-1311 | #N/A | Gravity Main |  |  | UPVC | 300 |  | GMuPVC300 |  | 95.0245 |  | 0 | 761.4272 | 72354.2372 | 1 | 72354.2372 | 13% | 81760.2881 |  | 81760.2881 |  | Y | [5 empty] | 16150.8537 |  |  |  |  | 16150.8537 |  | 81760.2881 |  |  |  |  | 81760.2881
WM-SL-1312 | #N/A | Gravity Main |  |  | UPVC | 300 |  | GMuPVC300 |  | 88.9166 |  | 0 | 761.4272 | 67703.5162 | 1 | 67703.5162 | 13% | 76504.9733 |  | 76504.9733 |  | Y | [5 empty] | 16150.8537 |  |  |  |  | 16150.8537 |  | 76504.9733 |  |  |  |  | 76504.9733
WM-SL-1314 | #N/A | Gravity Main |  |  | UPVC | 300 |  | GMuPVC300 |  | 88.6406 |  | 0 | 761.4272 | 67493.3623 | 1 | 67493.3623 | 13% | 76267.4994 |  | 76267.4994 |  | Y | [5 empty] | 16150.8537 |  |  |  |  | 16150.8537 |  | 76267.4994 |  |  |  |  | 76267.4994
WM-SL-1315 | #N/A | Gravity Main |  |  | UPVC | 300 |  | GMuPVC300 |  | 100.258 |  | 0 | 761.4272 | 76339.1664 | 1 | 76339.1664 | 13% | 86263.258 |  | 86263.258 |  | Y | [5 empty] | 16150.8537 |  |  |  |  | 16150.8537 |  | 86263.258 |  |  |  |  | 86263.258
WM-SL-1316 | #N/A | Gravity Main |  |  | UPVC | 300 |  | GMuPVC300 |  | 97.7033 |  | 0 | 761.4272 | 74393.9484 | 1 | 74393.9484 | 13% | 84065.1617 |  | 84065.1617 |  | Y | [5 empty] | 16150.8537 |  |  |  |  | 16150.8537 |  | 84065.1617 |  |  |  |  | 84065.1617
WM-SL-1317 | #N/A | Gravity Main |  |  | AC | 225 |  | GMAC225 |  | 22.5461 |  | 0 | 626.0278 | 14114.4846 | 1 | 14114.4846 | 13% | 15949.3676 |  | 15949.3676 |  | Y | [5 empty] | 16150.8537 |  |  |  |  | 16150.8537 |  | 15949.3676 |  |  |  |  | 15949.3676
WM-SL-1318 | #N/A | Gravity Main |  |  | AC | 225 |  | GMAC225 |  | 92.9397 |  | 0 | 626.0278 | 58182.8326 | 1 | 58182.8326 | 13% | 65746.6009 |  | 65746.6009 |  | Y | [5 empty] | 16150.8537 |  |  |  |  | 16150.8537 |  | 65746.6009 |  |  |  |  | 65746.6009
WM-SL-1396 | #N/A | Gravity Main |  |  | AC | 225 |  | GMAC225 |  | 62.5666 |  | 0 | 626.0278 | 39168.4287 | 1 | 39168.4287 | 13% | 44260.3245 |  | 44260.3245 |  |  |  | Y | [5 empty] | 4804.0114 |  |  | 4804.0114 |  |  |  | 44260.3245 |  |  | 44260.3245
WM-SL-1397 | #N/A | Gravity Main |  |  | AC | 225 |  | GMAC225 |  | 52.808 |  | 0 | 626.0278 | 33059.2742 | 1 | 33059.2742 | 13% | 37356.9798 |  | 37356.9798 |  |  |  | Y | [5 empty] | 4804.0114 |  |  | 4804.0114 |  |  |  | 37356.9798 |  |  | 37356.9798
WM-SL-1421 | #N/A | Gravity Main |  |  | AC | 225 |  | GMAC225 |  | 69.2177 |  | 0 | 626.0278 | 43332.202 | 1 | 43332.202 | 13% | 48965.3883 |  | 48965.3883 |  |  |  | Y | [5 empty] | 4804.0114 |  |  | 4804.0114 |  |  |  | 48965.3883 |  |  | 48965.3883
WM-SL-1422 | #N/A | Gravity Main |  |  | AC | 225 |  | GMAC225 |  | 76.4903 |  | 0 | 626.0278 | 47885.0515 | 1 | 47885.0515 | 13% | 54110.1082 |  | 54110.1082 |  |  |  | Y | [5 empty] | 4804.0114 |  |  | 4804.0114 |  |  |  | 54110.1082 |  |  | 54110.1082
WM-SL-1423 | #N/A | Gravity Main |  |  | AC | 225 |  | GMAC225 |  | 78.4523 |  | 0 | 626.0278 | 49113.318 | 1 | 49113.318 | 13% | 55498.0494 |  | 55498.0494 |  |  |  | Y | [5 empty] | 4804.0114 |  |  | 4804.0114 |  |  |  | 55498.0494 |  |  | 55498.0494
WM-SL-1424 | #N/A | Gravity Main |  |  | AC | 225 |  | GMAC225 |  | 86.7386 |  | 0 | 626.0278 | 54300.7719 | 1 | 54300.7719 | 13% | 61359.8722 |  | 61359.8722 |  |  |  | Y | [5 empty] | 4804.0114 |  |  | 4804.0114 |  |  |  | 61359.8722 |  |  | 61359.8722
WM-SL-1425 | #N/A | Gravity Main |  |  | AC | 225 |  | GMAC225 |  | 69.2066 |  | 0 | 626.0278 | 43325.2531 | 1 | 43325.2531 | 13% | 48957.536 |  | 48957.536 |  |  |  | Y | [5 empty] | 4804.0114 |  |  | 4804.0114 |  |  |  | 48957.536 |  |  | 48957.536
WM-SL-1426 | #N/A | Gravity Main |  |  | AC | 225 |  | GMAC225 |  | 73.4936 |  | 0 | 626.0278 | 46009.0341 | 1 | 46009.0341 | 13% | 51990.2086 |  | 51990.2086 |  |  |  | Y | [5 empty] | 4804.0114 |  |  | 4804.0114 |  |  |  | 51990.2086 |  |  | 51990.2086
WM-SL-1427 | #N/A | Gravity Main |  |  | AC | 225 |  | GMAC225 |  | 17.8407 |  | 0 | 626.0278 | 11168.7735 | 1 | 11168.7735 | 13% | 12620.7141 |  | 12620.7141 |  |  |  | Y | [5 empty] | 4804.0114 |  |  | 4804.0114 |  |  |  | 12620.7141 |  |  | 12620.7141
WM-SL-1429 | #N/A | Gravity Main |  |  | AC | 225 |  | GMAC225 |  | 63.1999 |  | 0 | 626.0278 | 39564.8921 | 1 | 39564.8921 | 13% | 44708.3281 |  | 44708.3281 |  |  |  | Y | [5 empty] | 4804.0114 |  |  | 4804.0114 |  |  |  | 44708.3281 |  |  | 44708.3281
WM-SL-1430 | #N/A | Gravity Main |  |  | AC | 225 |  | GMAC225 |  | 28.41 |  | 0 | 626.0278 | 17785.4488 | 1 | 17785.4488 | 13% | 20097.5571 |  | 20097.5571 |  |  |  | Y | [5 empty] | 4804.0114 |  |  | 4804.0114 |  |  |  | 20097.5571 |  |  | 20097.5571
WM-SL-1431 | #N/A | Gravity Main |  |  | AC | 225 |  | GMAC225 |  | 95.3166 |  | 0 | 626.0278 | 59670.838 | 1 | 59670.838 | 13% | 67428.047 |  | 67428.047 |  |  |  | Y | [5 empty] | 4804.0114 |  |  | 4804.0114 |  |  |  | 67428.047 |  |  | 67428.047
WM-SL-1468 | #N/A | Gravity Main |  |  | AC | 225 |  | GMAC225 |  | 56.382 |  | 0 | 626.0278 | 35296.6974 | 1 | 35296.6974 | 13% | 39885.2681 |  | 39885.2681 |  |  |  | Y | [5 empty] | 4804.0114 |  |  | 4804.0114 |  |  |  | 39885.2681 |  |  | 39885.2681
WM-SL-1469 | #N/A | Gravity Main |  |  | AC | 225 |  | GMAC225 |  | 61.7337 |  | 0 | 626.0278 | 38647.0102 | 1 | 38647.0102 | 13% | 43671.1216 |  | 43671.1216 |  |  |  | Y | [5 empty] | 4804.0114 |  |  | 4804.0114 |  |  |  | 43671.1216 |  |  | 43671.1216
WM-SL-1490 | #N/A | Gravity Main |  |  | AC | 225 |  | GMAC225 |  | 56.0644 |  | 0 | 626.0278 | 35097.871 | 1 | 35097.871 | 13% | 39660.5942 |  | 39660.5942 |  |  |  | Y | [5 empty] | 4804.0114 |  |  | 4804.0114 |  |  |  | 39660.5942 |  |  | 39660.5942
WM-SL-1491 | #N/A | Gravity Main |  |  | AC | 225 |  | GMAC225 |  | 61.3889 |  | 0 | 626.0278 | 38431.1558 | 1 | 38431.1558 | 13% | 43427.2061 |  | 43427.2061 |  |  |  | Y | [5 empty] | 4804.0114 |  |  | 4804.0114 |  |  |  | 43427.2061 |  |  | 43427.2061
WM-SL-1492 | #N/A | Gravity Main |  |  | AC | 225 |  | GMAC225 |  | 69.4707 |  | 0 | 626.0278 | 43490.587 | 1 | 43490.587 | 13% | 49144.3634 |  | 49144.3634 |  |  |  | Y | [5 empty] | 4804.0114 |  |  | 4804.0114 |  |  |  | 49144.3634 |  |  | 49144.3634
WM-SL-1493 | #N/A | Gravity Main |  |  | AC | 225 |  | GMAC225 |  | 61.8494 |  | 0 | 626.0278 | 38719.4416 | 1 | 38719.4416 | 13% | 43752.969 |  | 43752.969 |  |  |  | Y | [5 empty] | 4804.0114 |  |  | 4804.0114 |  |  |  | 43752.969 |  |  | 43752.969
WM-SL-1494 | #N/A | Gravity Main |  |  | AC | 225 |  | GMAC225 |  | 49.7683 |  | 0 | 626.0278 | 31156.3376 | 1 | 31156.3376 | 13% | 35206.6615 |  | 35206.6615 |  |  |  | Y | [5 empty] | 4804.0114 |  |  | 4804.0114 |  |  |  | 35206.6615 |  |  | 35206.6615
WM-SL-1495 | #N/A | Gravity Main |  |  | AC | 225 |  | GMAC225 |  | 72.2233 |  | 0 | 626.0278 | 45213.7911 | 1 | 45213.7911 | 13% | 51091.5839 |  | 51091.5839 |  |  |  | Y | [5 empty] | 4804.0114 |  |  | 4804.0114 |  |  |  | 51091.5839 |  |  | 51091.5839
WM-SL-1496 | #N/A | Gravity Main |  |  | AC | 225 |  | GMAC225 |  | 92.7765 |  | 0 | 626.0278 | 58080.6649 | 1 | 58080.6649 | 13% | 65631.1514 |  | 65631.1514 |  |  |  | Y | [5 empty] | 4804.0114 |  |  | 4804.0114 |  |  |  | 65631.1514 |  |  | 65631.1514
WM-SL-1497 | #N/A | Gravity Main |  |  | AC | 225 |  | GMAC225 |  | 81.4631 |  | 0 | 626.0278 | 50998.1624 | 1 | 50998.1624 | 13% | 57627.9235 |  | 57627.9235 |  |  |  | Y | [5 empty] | 4804.0114 |  |  | 4804.0114 |  |  |  | 57627.9235 |  |  | 57627.9235
WM-SL-1498 | #N/A | Gravity Main |  |  | AC | 225 |  | GMAC225 |  | 78.7451 |  | 0 | 626.0278 | 49296.6189 | 1 | 49296.6189 | 13% | 55705.1794 |  | 55705.1794 |  |  |  | Y | [5 empty] | 4804.0114 |  |  | 4804.0114 |  |  |  | 55705.1794 |  |  | 55705.1794
WM-SL-1499 | #N/A | Gravity Main |  |  | AC | 225 |  | GMAC225 |  | 70.2421 |  | 0 | 626.0278 | 43973.5049 | 1 | 43973.5049 | 13% | 49690.0605 |  | 49690.0605 |  |  |  | Y | [5 empty] | 4804.0114 |  |  | 4804.0114 |  |  |  | 49690.0605 |  |  | 49690.0605
WM-SL-1500 | #N/A | Gravity Main |  |  | AC | 225 |  | GMAC225 |  | 57.5562 |  | 0 | 626.0278 | 36031.7792 | 1 | 36031.7792 | 13% | 40715.9105 |  | 40715.9105 |  |  |  | Y | [5 empty] | 4804.0114 |  |  | 4804.0114 |  |  |  | 40715.9105 |  |  | 40715.9105
WM-SL-1526 | #N/A | Gravity Main |  |  | AC | 225 |  | GMAC225 |  | 99.0322 |  | 0 | 626.0278 | 61996.9068 | 1 | 61996.9068 | 13% | 70056.5047 |  | 70056.5047 |  |  |  | Y | [5 empty] | 4804.0114 |  |  | 4804.0114 |  |  |  | 70056.5047 |  |  | 70056.5047
WM-SL-1527 | #N/A | Gravity Main |  |  | AC | 225 |  | GMAC225 |  | 110.979 |  | 0 | 626.0278 | 69475.9353 | 1 | 69475.9353 | 13% | 78507.8069 |  | 78507.8069 |  |  |  | Y | [5 empty] | 4804.0114 |  |  | 4804.0114 |  |  |  | 78507.8069 |  |  | 78507.8069
WM-SL-1528 | #N/A | Gravity Main |  |  | AC | 225 |  | GMAC225 |  | 76.716 |  | 0 | 626.0278 | 48026.346 | 1 | 48026.346 | 13% | 54269.771 |  | 54269.771 |  |  |  | Y | [5 empty] | 4804.0114 |  |  | 4804.0114 |  |  |  | 54269.771 |  |  | 54269.771
WM-SL-1529 | #N/A | Gravity Main |  |  | AC | 225 |  | GMAC225 |  | 88.0696 |  | 0 | 626.0278 | 55134.0148 | 1 | 55134.0148 | 13% | 62301.4368 |  | 62301.4368 |  |  |  | Y | [5 empty] | 4804.0114 |  |  | 4804.0114 |  |  |  | 62301.4368 |  |  | 62301.4368
WM-SL-1530 | #N/A | Gravity Main |  |  | AC | 225 |  | GMAC225 |  | 82.7143 |  | 0 | 626.0278 | 51781.4483 | 1 | 51781.4483 | 13% | 58513.0366 |  | 58513.0366 |  |  |  | Y | [5 empty] | 4804.0114 |  |  | 4804.0114 |  |  |  | 58513.0366 |  |  | 58513.0366
WM-SL-1531 | #N/A | Gravity Main |  |  | AC | 225 |  | GMAC225 |  | 64.7357 |  | 0 | 626.0278 | 40526.3456 | 1 | 40526.3456 | 13% | 45794.7705 |  | 45794.7705 |  |  |  | Y | [5 empty] | 4804.0114 |  |  | 4804.0114 |  |  |  | 45794.7705 |  |  | 45794.7705
WM-SL-1532 | #N/A | Gravity Main |  |  | AC | 225 |  | GMAC225 |  | 73.0184 |  | 0 | 626.0278 | 45711.5457 | 1 | 45711.5457 | 13% | 51654.0467 |  | 51654.0467 |  |  |  | Y | [5 empty] | 4804.0114 |  |  | 4804.0114 |  |  |  | 51654.0467 |  |  | 51654.0467
WM-SL-1533 | #N/A | Gravity Main |  |  | AC | 225 |  | GMAC225 |  | 75.2856 |  | 0 | 626.0278 | 47130.8759 | 1 | 47130.8759 | 13% | 53257.8898 |  | 53257.8898 |  |  |  | Y | [5 empty] | 4804.0114 |  |  | 4804.0114 |  |  |  | 53257.8898 |  |  | 53257.8898
WM-SL-1534 | #N/A | Gravity Main |  |  | AC | 225 |  | GMAC225 |  | 90.4936 |  | 0 | 626.0278 | 56651.5061 | 1 | 56651.5061 | 13% | 64016.2019 |  | 64016.2019 |  |  |  | Y | [5 empty] | 4804.0114 |  |  | 4804.0114 |  |  |  | 64016.2019 |  |  | 64016.2019
WM-SL-1535 | #N/A | Gravity Main |  |  | AC | 300 |  | GMAC300 |  | 19.7647 |  | 0 | 761.4272 | 15049.3798 | 1 | 15049.3798 | 13% | 17005.7992 |  | 17005.7992 |  |  |  | Y | [5 empty] | 4804.0114 |  |  | 4804.0114 |  |  |  | 17005.7992 |  |  | 17005.7992
WM-SL-1536 | #N/A | Gravity Main |  |  | AC | 300 |  | GMAC300 |  | 79.3734 |  | 0 | 761.4272 | 60437.0643 | 1 | 60437.0643 | 13% | 68293.8826 |  | 68293.8826 |  |  |  | Y | [5 empty] | 4804.0114 |  |  | 4804.0114 |  |  |  | 68293.8826 |  |  | 68293.8826
WM-SL-1548 | #N/A | Gravity Main |  |  | AC | 225 |  | GMAC225 |  | 48.2462 |  | 0 | 626.0278 | 30203.4607 | 1 | 30203.4607 | 13% | 34129.9106 |  | 34129.9106 |  |  |  | Y | [5 empty] | 4804.0114 |  |  | 4804.0114 |  |  |  | 34129.9106 |  |  | 34129.9106
WM-SL-1549 | #N/A | Gravity Main |  |  | AC | 300 |  | GMAC300 |  | 86.9005 |  | 0 | 761.4272 | 66168.4028 | 1 | 66168.4028 | 13% | 74770.2952 |  | 74770.2952 |  |  |  | Y | [5 empty] | 4804.0114 |  |  | 4804.0114 |  |  |  | 74770.2952 |  |  | 74770.2952
WM-SL-1550 | #N/A | Gravity Main |  |  | AC | 300 |  | GMAC300 |  | 170.034 |  | 0 | 761.4272 | 129468.5094 | 1 | 129468.5094 | 13% | 146299.4157 |  | 146299.4157 |  |  |  | Y | [5 empty] | 4804.0114 |  |  | 4804.0114 |  |  |  | 146299.4157 |  |  | 146299.4157
WM-SL-1551 | #N/A | Gravity Main |  |  | AC | 300 |  | GMAC300 |  | 0.30096 |  | 0 | 761.4272 | 229.1568 | 1 | 229.1568 | 13% | 258.9472 |  | 258.9472 |  |  |  | Y | [5 empty] | 4804.0114 |  |  | 4804.0114 |  |  |  | 258.9472 |  |  | 258.9472
WM-SL-1552 | #N/A | Gravity Main |  |  | AC | 300 |  | GMAC300 |  | 37.3394 |  | 0 | 761.4272 | 28431.2341 | 1 | 28431.2341 | 13% | 32127.2945 |  | 32127.2945 |  |  |  | Y | [5 empty] | 4804.0114 |  |  | 4804.0114 |  |  |  | 32127.2945 |  |  | 32127.2945
WM-SL-1556 | #N/A | Gravity Main |  |  | AC | 225 |  | GMAC225 |  | 33.4114 |  | 0 | 626.0278 | 20916.4641 | 1 | 20916.4641 | 13% | 23635.6044 |  | 23635.6044 |  |  |  | Y | [5 empty] | 4804.0114 |  |  | 4804.0114 |  |  |  | 23635.6044 |  |  | 23635.6044
WM-SL-1557 | #N/A | Gravity Main |  |  | AC | 225 |  | GMAC225 |  | 60.0321 |  | 0 | 626.0278 | 37581.7614 | 1 | 37581.7614 | 13% | 42467.3904 |  | 42467.3904 |  |  |  | Y | [5 empty] | 4804.0114 |  |  | 4804.0114 |  |  |  | 42467.3904 |  |  | 42467.3904
WM-SL-1592 | #N/A | Gravity Main |  |  | AC | 225 |  | GMAC225 |  | 41.3642 |  | 0 | 626.0278 | 25895.1377 | 1 | 25895.1377 | 13% | 29261.5056 |  | 29261.5056 |  |  |  | Y | [5 empty] | 4804.0114 |  |  | 4804.0114 |  |  |  | 29261.5056 |  |  | 29261.5056
WM-SL-1593 | #N/A | Gravity Main |  |  | AC | 225 |  | GMAC225 |  | 53.7094 |  | 0 | 626.0278 | 33623.5756 | 1 | 33623.5756 | 13% | 37994.6405 |  | 37994.6405 |  |  |  | Y | [5 empty] | 4804.0114 |  |  | 4804.0114 |  |  |  | 37994.6405 |  |  | 37994.6405
WM-SL-1595 | #N/A | Gravity Main |  |  | AC | 225 |  | GMAC225 |  | 41.7127 |  | 0 | 626.0278 | 26113.3083 | 1 | 26113.3083 | 13% | 29508.0384 |  | 29508.0384 |  |  |  | Y | [5 empty] | 4804.0114 |  |  | 4804.0114 |  |  |  | 29508.0384 |  |  | 29508.0384
WM-SL-1598 | #N/A | Gravity Main |  |  | AC | 225 |  | GMAC225 |  | 71.3034 |  | 0 | 626.0278 | 44637.9081 | 1 | 44637.9081 | 13% | 50440.8362 |  | 50440.8362 |  |  |  | Y | [5 empty] | 4804.0114 |  |  | 4804.0114 |  |  |  | 50440.8362 |  |  | 50440.8362
WM-SL-1606 | #N/A | Gravity Main |  |  | AC | 225 |  | GMAC225 |  | 70.5646 |  | 0 | 626.0278 | 44175.3988 | 1 | 44175.3988 | 13% | 49918.2007 |  | 49918.2007 |  |  |  | Y | [5 empty] | 4804.0114 |  |  | 4804.0114 |  |  |  | 49918.2007 |  |  | 49918.2007
WM-SL-1624 | #N/A | Gravity Main |  |  | AC | 300 |  | GMAC300 |  | 64.1447 |  | 0 | 761.4272 | 48841.5182 | 1 | 48841.5182 | 13% | 55190.9155 |  | 55190.9155 |  |  |  | Y | [5 empty] | 4804.0114 |  |  | 4804.0114 |  |  |  | 55190.9155 |  |  | 55190.9155
WM-SL-1625 | #N/A | Gravity Main |  |  | AC | 300 |  | GMAC300 |  | 46.9019 |  | 0 | 761.4272 | 35712.3815 | 1 | 35712.3815 | 13% | 40354.9911 |  | 40354.9911 |  |  |  | Y | [5 empty] | 4804.0114 |  |  | 4804.0114 |  |  |  | 40354.9911 |  |  | 40354.9911
WM-SL-1626 | #N/A | Gravity Main |  |  | AC | 300 |  | GMAC300 |  | 100.037 |  | 0 | 761.4272 | 76170.891 | 1 | 76170.891 | 13% | 86073.1068 |  | 86073.1068 |  |  |  | Y | [5 empty] | 4804.0114 |  |  | 4804.0114 |  |  |  | 86073.1068 |  |  | 86073.1068
WM-SL-1631 | #N/A | Gravity Main |  |  | AC | 225 |  | GMAC225 |  | 48.8655 |  | 0 | 626.0278 | 30591.1597 | 1 | 30591.1597 | 13% | 34568.0105 |  | 34568.0105 |  |  |  | Y | [5 empty] | 4804.0114 |  |  | 4804.0114 |  |  |  | 34568.0105 |  |  | 34568.0105
WM-SL-1632 | #N/A | Gravity Main |  |  | AC | 225 |  | GMAC225 |  | 58.8693 |  | 0 | 626.0278 | 36853.8163 | 1 | 36853.8163 | 13% | 41644.8124 |  | 41644.8124 |  |  |  | Y | [5 empty] | 4804.0114 |  |  | 4804.0114 |  |  |  | 41644.8124 |  |  | 41644.8124
WM-SL-1633 | #N/A | Gravity Main |  |  | AC | 225 |  | GMAC225 |  | 46.5927 |  | 0 | 626.0278 | 29168.3238 | 1 | 29168.3238 | 13% | 32960.2059 |  | 32960.2059 |  |  |  | Y | [5 empty] | 4804.0114 |  |  | 4804.0114 |  |  |  | 32960.2059 |  |  | 32960.2059
WM-SL-1634 | #N/A | Gravity Main |  |  | AC | 225 |  | GMAC225 |  | 59.1063 |  | 0 | 626.0278 | 37002.1849 | 1 | 37002.1849 | 13% | 41812.4689 |  | 41812.4689 |  |  |  | Y | [5 empty] | 4804.0114 |  |  | 4804.0114 |  |  |  | 41812.4689 |  |  | 41812.4689
WM-SL-1643 | #N/A | Gravity Main |  |  | AC | 225 |  | GMAC225 |  | 37.6847 |  | 0 | 626.0278 | 23591.6685 | 1 | 23591.6685 | 13% | 26658.5854 |  | 26658.5854 |  |  |  | Y | [5 empty] | 4804.0114 |  |  | 4804.0114 |  |  |  | 26658.5854 |  |  | 26658.5854
WM-SL-1644 | #N/A | Gravity Main |  |  | AC | 225 |  | GMAC225 |  | 84.0196 |  | 0 | 626.0278 | 52598.6024 | 1 | 52598.6024 | 13% | 59436.4207 |  | 59436.4207 |  |  |  | Y | [5 empty] | 4804.0114 |  |  | 4804.0114 |  |  |  | 59436.4207 |  |  | 59436.4207
WM-SL-1645 | #N/A | Gravity Main |  |  | AC | 225 |  | GMAC225 |  | 87.0356 |  | 0 | 626.0278 | 54486.7021 | 1 | 54486.7021 | 13% | 61569.9734 |  | 61569.9734 |  |  |  | Y | [5 empty] | 4804.0114 |  |  | 4804.0114 |  |  |  | 61569.9734 |  |  | 61569.9734
WM-SL-1646 | #N/A | Gravity Main |  |  | AC | 225 |  | GMAC225 |  | 85.4797 |  | 0 | 626.0278 | 53512.6655 | 1 | 53512.6655 | 13% | 60469.312 |  | 60469.312 |  |  |  | Y | [5 empty] | 4804.0114 |  |  | 4804.0114 |  |  |  | 60469.312 |  |  | 60469.312
WM-SL-1663 | #N/A | Gravity Main |  |  | AC | 225 |  | GMAC225 |  | 85.3005 |  | 0 | 626.0278 | 53400.4813 | 1 | 53400.4813 | 13% | 60342.5439 |  | 60342.5439 |  |  |  | Y | [5 empty] | 4804.0114 |  |  | 4804.0114 |  |  |  | 60342.5439 |  |  | 60342.5439
WM-SL-1679 | #N/A | Gravity Main |  |  | AC | 225 |  | GMAC225 |  | 71.7008 |  | 0 | 626.0278 | 44886.6916 | 1 | 44886.6916 | 13% | 50721.9615 |  | 50721.9615 |  |  |  | Y | [5 empty] | 4804.0114 |  |  | 4804.0114 |  |  |  | 50721.9615 |  |  | 50721.9615
WM-SL-1682 | #N/A | Gravity Main |  |  | AC | 225 |  | GMAC225 |  | 23.9882 |  | 0 | 626.0278 | 15017.2792 | 1 | 15017.2792 | 13% | 16969.5255 |  | 16969.5255 |  |  |  | Y | [5 empty] | 4804.0114 |  |  | 4804.0114 |  |  |  | 16969.5255 |  |  | 16969.5255
WM-SL-1683 | #N/A | Gravity Main |  |  | AC | 225 |  | GMAC225 |  | 56.7367 |  | 0 | 626.0278 | 35518.7495 | 1 | 35518.7495 | 13% | 40136.1869 |  | 40136.1869 |  |  |  | Y | [5 empty] | 4804.0114 |  |  | 4804.0114 |  |  |  | 40136.1869 |  |  | 40136.1869
WM-SL-1684 | #N/A | Gravity Main |  |  | AC | 225 |  | GMAC225 |  | 89.2115 |  | 0 | 626.0278 | 55848.8759 | 1 | 55848.8759 | 13% | 63109.2298 |  | 63109.2298 |  |  |  | Y | [5 empty] | 4804.0114 |  |  | 4804.0114 |  |  |  | 63109.2298 |  |  | 63109.2298
WM-SL-1685 | #N/A | Gravity Main |  |  | AC | 225 |  | GMAC225 |  | 90.8196 |  | 0 | 626.0278 | 56855.5912 | 1 | 56855.5912 | 13% | 64246.818 |  | 64246.818 |  |  |  | Y | [5 empty] | 4804.0114 |  |  | 4804.0114 |  |  |  | 64246.818 |  |  | 64246.818
WM-SL-1686 | #N/A | Gravity Main |  |  | AC | 225 |  | GMAC225 |  | 113.539 |  | 0 | 626.0278 | 71078.5664 | 1 | 71078.5664 | 13% | 80318.78 |  | 80318.78 |  |  |  | Y | [5 empty] | 4804.0114 |  |  | 4804.0114 |  |  |  | 80318.78 |  |  | 80318.78
WM-SL-1687 | #N/A | Gravity Main |  |  | AC | 225 |  | GMAC225 |  | 34.925 |  | 0 | 626.0278 | 21864.0197 | 1 | 21864.0197 | 13% | 24706.3422 |  | 24706.3422 |  |  |  | Y | [5 empty] | 4804.0114 |  |  | 4804.0114 |  |  |  | 24706.3422 |  |  | 24706.3422
WM-SL-1714 | #N/A | Gravity Main |  |  | AC | 150 |  | GMAC150 |  | 80.3935 |  | 0 | 424.485 | 34125.8312 | 1 | 34125.8312 | 13% | 38562.1892 |  | 38562.1892 |  |  |  | Y | [5 empty] | 4804.0114 |  |  | 4804.0114 |  |  |  | 38562.1892 |  |  | 38562.1892
WM-SL-1715 | #N/A | Gravity Main |  |  | AC | 150 |  | GMAC150 |  | 74.464 |  | 0 | 424.485 | 31608.8476 | 1 | 31608.8476 | 13% | 35717.9978 |  | 35717.9978 |  |  |  | Y | [5 empty] | 4804.0114 |  |  | 4804.0114 |  |  |  | 35717.9978 |  |  | 35717.9978
WM-SL-1716 | #N/A | Gravity Main |  |  | AC | 150 |  | GMAC150 |  | 29.9615 |  | 0 | 424.485 | 12718.206 | 1 | 12718.206 | 13% | 14371.5727 |  | 14371.5727 |  |  |  | Y | [5 empty] | 4804.0114 |  |  | 4804.0114 |  |  |  | 14371.5727 |  |  | 14371.5727
WM-SL-1717 | #N/A | Gravity Main |  |  | AC | 150 |  | GMAC150 |  | 7.8357 |  | 0 | 424.485 | 3326.1198 | 1 | 3326.1198 | 13% | 3758.5153 |  | 3758.5153 |  |  |  | Y | [5 empty] | 4804.0114 |  |  | 4804.0114 |  |  |  | 3758.5153 |  |  | 3758.5153
WM-SL-1722 | #N/A | Gravity Main |  |  | AC | 150 |  | GMAC150 |  | 28.7049 |  | 0 | 424.485 | 12184.7982 | 1 | 12184.7982 | 13% | 13768.8219 |  | 13768.8219 |  |  |  | Y | [5 empty] | 4804.0114 |  |  | 4804.0114 |  |  |  | 13768.8219 |  |  | 13768.8219
WM-SL-1723 | #N/A | Gravity Main |  |  | AC | 150 |  | GMAC150 |  | 92.9669 |  | 0 | 424.485 | 39463.0503 | 1 | 39463.0503 | 13% | 44593.2468 |  | 44593.2468 |  |  |  | Y | [5 empty] | 4804.0114 |  |  | 4804.0114 |  |  |  | 44593.2468 |  |  | 44593.2468
WM-SL-1724 | #N/A | Gravity Main |  |  | AC | 150 |  | GMAC150 |  | 34.1446 |  | 0 | 424.485 | 14493.869 | 1 | 14493.869 | 13% | 16378.0719 |  | 16378.0719 |  |  |  | Y | [5 empty] | 4804.0114 |  |  | 4804.0114 |  |  |  | 16378.0719 |  |  | 16378.0719
WM-SL-1725 | #N/A | Gravity Main |  |  | AC | 150 |  | GMAC150 |  | 34.735 |  | 0 | 424.485 | 14744.4849 | 1 | 14744.4849 | 13% | 16661.2679 |  | 16661.2679 |  |  |  | Y | [5 empty] | 4804.0114 |  |  | 4804.0114 |  |  |  | 16661.2679 |  |  | 16661.2679
WM-SL-1726 | #N/A | Gravity Main |  |  | AC | 150 |  | GMAC150 |  | 45.4603 |  | 0 | 424.485 | 19297.2134 | 1 | 19297.2134 | 13% | 21805.8511 |  | 21805.8511 |  |  |  | Y | [5 empty] | 4804.0114 |  |  | 4804.0114 |  |  |  | 21805.8511 |  |  | 21805.8511
WM-SL-1728 | #N/A | Gravity Main |  |  | AC | 225 |  | GMAC225 |  | 101.168 |  | 0 | 626.0278 | 63333.9769 | 1 | 63333.9769 | 13% | 71567.3939 |  | 71567.3939 |  |  |  | Y | [5 empty] | 4804.0114 |  |  | 4804.0114 |  |  |  | 71567.3939 |  |  | 71567.3939
WM-SL-1729 | #N/A | Gravity Main |  |  | AC | 225 |  | GMAC225 |  | 88.8307 |  | 0 | 626.0278 | 55610.4846 | 1 | 55610.4846 | 13% | 62839.8476 |  | 62839.8476 |  |  |  | Y | [5 empty] | 4804.0114 |  |  | 4804.0114 |  |  |  | 62839.8476 |  |  | 62839.8476
WM-SL-1730 | #N/A | Gravity Main |  |  | AC | 225 |  | GMAC225 |  | 100.818 |  | 0 | 626.0278 | 63114.8672 | 1 | 63114.8672 | 13% | 71319.7999 |  | 71319.7999 |  |  |  | Y | [5 empty] | 4804.0114 |  |  | 4804.0114 |  |  |  | 71319.7999 |  |  | 71319.7999
WM-SL-1733 | #N/A | Gravity Main |  |  | AC | 225 |  | GMAC225 |  | 88.5783 |  | 0 | 626.0278 | 55452.4752 | 1 | 55452.4752 | 13% | 62661.2969 |  | 62661.2969 |  |  |  | Y | [5 empty] | 4804.0114 |  |  | 4804.0114 |  |  |  | 62661.2969 |  |  | 62661.2969
WM-SL-1734 | #N/A | Gravity Main |  |  | AC | 225 |  | GMAC225 |  | 85.9492 |  | 0 | 626.0278 | 53806.5856 | 1 | 53806.5856 | 13% | 60801.4417 |  | 60801.4417 |  |  |  | Y | [5 empty] | 4804.0114 |  |  | 4804.0114 |  |  |  | 60801.4417 |  |  | 60801.4417
WM-SL-1735 | #N/A | Gravity Main |  |  | AC | 225 |  | GMAC225 |  | 87.8553 |  | 0 | 626.0278 | 54999.8571 | 1 | 54999.8571 | 13% | 62149.8385 |  | 62149.8385 |  |  |  | Y | [5 empty] | 4804.0114 |  |  | 4804.0114 |  |  |  | 62149.8385 |  |  | 62149.8385
WM-SL-1736 | #N/A | Gravity Main |  |  | AC | 225 |  | GMAC225 |  | 59.921 |  | 0 | 626.0278 | 37512.2097 | 1 | 37512.2097 | 13% | 42388.797 |  | 42388.797 |  |  |  | Y | [5 empty] | 4804.0114 |  |  | 4804.0114 |  |  |  | 42388.797 |  |  | 42388.797
WM-SL-1737 | #N/A | Gravity Main |  |  | AC | 225 |  | GMAC225 |  | 78.0527 |  | 0 | 626.0278 | 48863.1573 | 1 | 48863.1573 | 13% | 55215.3678 |  | 55215.3678 |  |  |  | Y | [5 empty] | 4804.0114 |  |  | 4804.0114 |  |  |  | 55215.3678 |  |  | 55215.3678
WM-SL-1738 | #N/A | Gravity Main |  |  | AC | 225 |  | GMAC225 |  | 73.7218 |  | 0 | 626.0278 | 46151.8937 | 1 | 46151.8937 | 13% | 52151.6398 |  | 52151.6398 |  |  |  | Y | [5 empty] | 4804.0114 |  |  | 4804.0114 |  |  |  | 52151.6398 |  |  | 52151.6398
WM-SL-1750 | #N/A | Gravity Main |  |  | AC | 375 |  | GMAC375 |  | 45.4829 |  | 0 | 906.0533 | 41209.9328 | 1 | 41209.9328 | 13% | 46567.224 |  | 46567.224 |  |  |  | Y | [5 empty] | 4804.0114 |  |  | 4804.0114 |  |  |  | 46567.224 |  |  | 46567.224
WM-SL-1751 | #N/A | Gravity Main |  |  | AC | 375 |  | GMAC375 |  | 84.4142 |  | 0 | 906.0533 | 76483.7665 | 1 | 76483.7665 | 13% | 86426.6562 |  | 86426.6562 |  |  |  | Y | [5 empty] | 4804.0114 |  |  | 4804.0114 |  |  |  | 86426.6562 |  |  | 86426.6562
WM-SL-1752 | #N/A | Gravity Main |  |  | AC | 375 |  | GMAC375 |  | 56.9986 |  | 0 | 906.0533 | 51643.771 | 1 | 51643.771 | 13% | 58357.4613 |  | 58357.4613 |  |  |  | Y | [5 empty] | 4804.0114 |  |  | 4804.0114 |  |  |  | 58357.4613 |  |  | 58357.4613
WM-SL-1755 | #N/A | Gravity Main |  |  | AC | 225 |  | GMAC225 |  | 46.5414 |  | 0 | 626.0278 | 29136.2086 | 1 | 29136.2086 | 13% | 32923.9157 |  | 32923.9157 |  |  |  | Y | [5 empty] | 4804.0114 |  |  | 4804.0114 |  |  |  | 32923.9157 |  |  | 32923.9157
WM-SL-1756 | #N/A | Gravity Main |  |  | AC | 225 |  | GMAC225 |  | 55.4519 |  | 0 | 626.0278 | 34714.429 | 1 | 34714.429 | 13% | 39227.3048 |  | 39227.3048 |  |  |  | Y | [5 empty] | 4804.0114 |  |  | 4804.0114 |  |  |  | 39227.3048 |  |  | 39227.3048
WM-SL-1763 | #N/A | Gravity Main |  |  | AC | 225 |  | GMAC225 |  | 89.0888 |  | 0 | 626.0278 | 55772.0623 | 1 | 55772.0623 | 13% | 63022.4304 |  | 63022.4304 |  |  |  | Y | [5 empty] | 4804.0114 |  |  | 4804.0114 |  |  |  | 63022.4304 |  |  | 63022.4304
WM-SL-1764 | #N/A | Gravity Main |  |  | AC | 225 |  | GMAC225 |  | 89.0727 |  | 0 | 626.0278 | 55761.9833 | 1 | 55761.9833 | 13% | 63011.0411 |  | 63011.0411 |  |  |  | Y | [5 empty] | 4804.0114 |  |  | 4804.0114 |  |  |  | 63011.0411 |  |  | 63011.0411
WM-SL-1765 | #N/A | Gravity Main |  |  | AC | 225 |  | GMAC225 |  | 76.5444 |  | 0 | 626.0278 | 47918.9196 | 1 | 47918.9196 | 13% | 54148.3792 |  | 54148.3792 |  |  |  | Y | [5 empty] | 4804.0114 |  |  | 4804.0114 |  |  |  | 54148.3792 |  |  | 54148.3792
WM-SL-1766 | #N/A | Gravity Main |  |  | AC | 225 |  | GMAC225 |  | 102.1 |  | 0 | 626.0278 | 63917.4348 | 1 | 63917.4348 | 13% | 72226.7013 |  | 72226.7013 |  |  |  | Y | [5 empty] | 4804.0114 |  |  | 4804.0114 |  |  |  | 72226.7013 |  |  | 72226.7013
WM-SL-1767 | #N/A | Gravity Main |  |  | AC | 225 |  | GMAC225 |  | 89.6626 |  | 0 | 626.0278 | 56131.2771 | 1 | 56131.2771 | 13% | 63428.3431 |  | 63428.3431 |  |  |  | Y | [5 empty] | 4804.0114 |  |  | 4804.0114 |  |  |  | 63428.3431 |  |  | 63428.3431
WM-SL-1769 | #N/A | Gravity Main |  |  | AC | 225 |  | GMAC225 |  | 89.5039 |  | 0 | 626.0278 | 56031.9265 | 1 | 56031.9265 | 13% | 63316.0769 |  | 63316.0769 |  |  |  | Y | [5 empty] | 4804.0114 |  |  | 4804.0114 |  |  |  | 63316.0769 |  |  | 63316.0769
WM-SL-1770 | #N/A | Gravity Main |  |  | AC | 225 |  | GMAC225 |  | 89.088 |  | 0 | 626.0278 | 55771.5615 | 1 | 55771.5615 | 13% | 63021.8645 |  | 63021.8645 |  |  |  | Y | [5 empty] | 4804.0114 |  |  | 4804.0114 |  |  |  | 63021.8645 |  |  | 63021.8645
WM-SL-1771 | #N/A | Gravity Main |  |  | AC | 225 |  | GMAC225 |  | 89.261 |  | 0 | 626.0278 | 55879.8643 | 1 | 55879.8643 | 13% | 63144.2467 |  | 63144.2467 |  |  |  | Y | [5 empty] | 4804.0114 |  |  | 4804.0114 |  |  |  | 63144.2467 |  |  | 63144.2467
WM-SL-1772 | #N/A | Gravity Main |  |  | AC | 225 |  | GMAC225 |  | 41.7085 |  | 0 | 626.0278 | 26110.679 | 1 | 26110.679 | 13% | 29505.0673 |  | 29505.0673 |  |  |  | Y | [5 empty] | 4804.0114 |  |  | 4804.0114 |  |  |  | 29505.0673 |  |  | 29505.0673
WM-SL-1773 | #N/A | Gravity Main |  |  | AC | 150 |  | GMAC150 |  | 71.8563 |  | 0 | 424.485 | 30501.9182 | 1 | 30501.9182 | 13% | 34467.1676 |  | 34467.1676 |  |  |  | Y | [5 empty] | 4804.0114 |  |  | 4804.0114 |  |  |  | 34467.1676 |  |  | 34467.1676
WM-SL-1774 | #N/A | Gravity Main |  |  | AC | 225 |  | GMAC225 |  | 17.1658 |  | 0 | 626.0278 | 10746.2674 | 1 | 10746.2674 | 13% | 12143.2822 |  | 12143.2822 |  |  |  | Y | [5 empty] | 4804.0114 |  |  | 4804.0114 |  |  |  | 12143.2822 |  |  | 12143.2822
WM-SL-1776 | #N/A | Gravity Main |  |  | AC | 300 |  | GMAC300 |  | 83.3539 |  | 0 | 761.4272 | 63467.9252 | 1 | 63467.9252 | 13% | 71718.7554 |  | 71718.7554 |  |  | Y | [5 empty] | 7168.0761 |  |  |  | 7168.0761 |  |  | 71718.7554 |  |  |  | 71718.7554
WM-SL-1777 | #N/A | Gravity Main |  |  | AC | 300 |  | GMAC300 |  | 101.713 |  | 0 | 761.4272 | 77447.0429 | 1 | 77447.0429 | 13% | 87515.1585 |  | 87515.1585 |  |  | Y | [5 empty] | 7168.0761 |  |  |  | 7168.0761 |  |  | 87515.1585 |  |  |  | 87515.1585
WM-SL-1778 | #N/A | Gravity Main |  |  | AC | 225 |  | GMAC225 |  | 80.2619 |  | 0 | 626.0278 | 50246.1779 | 1 | 50246.1779 | 13% | 56778.181 |  | 56778.181 |  |  | Y | [5 empty] | 7168.0761 |  |  |  | 7168.0761 |  |  | 56778.181 |  |  |  | 56778.181
WM-SL-1779 | #N/A | Gravity Main |  |  | AC | 225 |  | GMAC225 |  | 88.0383 |  | 0 | 626.0278 | 55114.4202 | 1 | 55114.4202 | 13% | 62279.2948 |  | 62279.2948 |  |  | Y | [5 empty] | 7168.0761 |  |  |  | 7168.0761 |  |  | 62279.2948 |  |  |  | 62279.2948
WM-SL-1780 | #N/A | Gravity Main |  |  | AC | 225 |  | GMAC225 |  | 43.8181 |  | 0 | 626.0278 | 27431.3472 | 1 | 27431.3472 | 13% | 30997.4223 |  | 30997.4223 |  |  | Y | [5 empty] | 7168.0761 |  |  |  | 7168.0761 |  |  | 30997.4223 |  |  |  | 30997.4223
WM-SL-1781 | #N/A | Gravity Main |  |  | AC | 225 |  | GMAC225 |  | 44.5142 |  | 0 | 626.0278 | 27867.1251 | 1 | 27867.1251 | 13% | 31489.8514 |  | 31489.8514 |  |  | Y | [5 empty] | 7168.0761 |  |  |  | 7168.0761 |  |  | 31489.8514 |  |  |  | 31489.8514
WM-SL-1782 | #N/A | Gravity Main |  |  | AC | 225 |  | GMAC225 |  | 53.4744 |  | 0 | 626.0278 | 33476.4591 | 1 | 33476.4591 | 13% | 37828.3988 |  | 37828.3988 |  |  | Y | [5 empty] | 7168.0761 |  |  |  | 7168.0761 |  |  | 37828.3988 |  |  |  | 37828.3988
WM-SL-1783 | #N/A | Gravity Main |  |  | AC | 225 |  | GMAC225 |  | 90.6558 |  | 0 | 626.0278 | 56753.0478 | 1 | 56753.0478 | 13% | 64130.9441 |  | 64130.9441 |  |  | Y | [5 empty] | 7168.0761 |  |  |  | 7168.0761 |  |  | 64130.9441 |  |  |  | 64130.9441
WM-SL-1784 | #N/A | Gravity Main |  |  | AC | 225 |  | GMAC225 |  | 83.6911 |  | 0 | 626.0278 | 52392.9523 | 1 | 52392.9523 | 13% | 59204.0361 |  | 59204.0361 |  |  | Y | [5 empty] | 7168.0761 |  |  |  | 7168.0761 |  |  | 59204.0361 |  |  |  | 59204.0361
WM-SL-1785 | #N/A | Gravity Main |  |  | AC | 225 |  | GMAC225 |  | 82.6307 |  | 0 | 626.0278 | 51729.1124 | 1 | 51729.1124 | 13% | 58453.897 |  | 58453.897 |  |  | Y | [5 empty] | 7168.0761 |  |  |  | 7168.0761 |  |  | 58453.897 |  |  |  | 58453.897
WM-SL-1786 | #N/A | Gravity Main |  |  | AC | 225 |  | GMAC225 |  | 63.1364 |  | 0 | 626.0278 | 39525.1394 | 1 | 39525.1394 | 13% | 44663.4075 |  | 44663.4075 |  |  | Y | [5 empty] | 7168.0761 |  |  |  | 7168.0761 |  |  | 44663.4075 |  |  |  | 44663.4075
WM-SL-1787 | #N/A | Gravity Main |  |  | ACPI | 225 |  | GMACPI225 |  | 81.762 |  | 0 | 626.0278 | 51185.2821 | 1 | 51185.2821 | 13% | 57839.3688 |  | 57839.3688 |  |  | Y | [5 empty] | 7168.0761 |  |  |  | 7168.0761 |  |  | 57839.3688 |  |  |  | 57839.3688
WM-SL-1788 | #N/A | Gravity Main |  |  | ACPI | 225 |  | GMACPI225 |  | 84.571 |  | 0 | 626.0278 | 52943.7941 | 1 | 52943.7941 | 13% | 59826.4873 |  | 59826.4873 |  |  | Y | [5 empty] | 7168.0761 |  |  |  | 7168.0761 |  |  | 59826.4873 |  |  |  | 59826.4873
WM-SL-1789 | #N/A | Gravity Main |  |  | ACPI | 225 |  | GMACPI225 |  | 104.057 |  | 0 | 626.0278 | 65142.5711 | 1 | 65142.5711 | 13% | 73611.1054 |  | 73611.1054 |  |  | Y | [5 empty] | 7168.0761 |  |  |  | 7168.0761 |  |  | 73611.1054 |  |  |  | 73611.1054
WM-SL-1790 | #N/A | Gravity Main |  |  | ACPI | 225 |  | GMACPI225 |  | 81.6827 |  | 0 | 626.0278 | 51135.6381 | 1 | 51135.6381 | 13% | 57783.2711 |  | 57783.2711 |  |  | Y | [5 empty] | 7168.0761 |  |  |  | 7168.0761 |  |  | 57783.2711 |  |  |  | 57783.2711
WM-SL-1811 | #N/A | Gravity Main |  |  | AC | 300 |  | GMAC300 |  | 9.8935 |  | 0 | 761.4272 | 7533.1722 | 1 | 7533.1722 | 13% | 8512.4846 |  | 8512.4846 |  |  | Y | [5 empty] | 7168.0761 |  |  |  | 7168.0761 |  |  | 8512.4846 |  |  |  | 8512.4846
WM-SL-1812 | #N/A | Gravity Main |  |  | AC | 300 |  | GMAC300 |  | 71.4049 |  | 0 | 761.4272 | 54369.6318 | 1 | 54369.6318 | 13% | 61437.6839 |  | 61437.6839 |  |  | Y | [5 empty] | 7168.0761 |  |  |  | 7168.0761 |  |  | 61437.6839 |  |  |  | 61437.6839
WM-SL-1813 | #N/A | Gravity Main |  |  | AC | 300 |  | GMAC300 |  | 84.5748 |  | 0 | 761.4272 | 64397.5516 | 1 | 64397.5516 | 13% | 72769.2333 |  | 72769.2333 |  |  | Y | [5 empty] | 7168.0761 |  |  |  | 7168.0761 |  |  | 72769.2333 |  |  |  | 72769.2333
WM-SL-1814 | #N/A | Gravity Main |  |  | ACPI | 225 |  | GMACPI225 |  | 63.7684 |  | 0 | 626.0278 | 39920.7889 | 1 | 39920.7889 | 13% | 45110.4915 |  | 45110.4915 |  |  | Y | [5 empty] | 7168.0761 |  |  |  | 7168.0761 |  |  | 45110.4915 |  |  |  | 45110.4915
WM-SL-1815 | #N/A | Gravity Main |  |  | ACPI | 225 |  | GMACPI225 |  | 103.877 |  | 0 | 626.0278 | 65029.8861 | 1 | 65029.8861 | 13% | 73483.7713 |  | 73483.7713 |  |  | Y | [5 empty] | 7168.0761 |  |  |  | 7168.0761 |  |  | 73483.7713 |  |  |  | 73483.7713
WM-SL-1816 | #N/A | Gravity Main |  |  | AC | 225 |  | GMAC225 |  | 18.314 |  | 0 | 626.0278 | 11465.0725 | 1 | 11465.0725 | 13% | 12955.5319 |  | 12955.5319 |  |  | Y | [5 empty] | 7168.0761 |  |  |  | 7168.0761 |  |  | 12955.5319 |  |  |  | 12955.5319
WM-SL-1817 | #N/A | Gravity Main |  |  | AC | 225 |  | GMAC225 |  | 55.4966 |  | 0 | 626.0278 | 34742.4124 | 1 | 34742.4124 | 13% | 39258.9261 |  | 39258.9261 |  |  | Y | [5 empty] | 7168.0761 |  |  |  | 7168.0761 |  |  | 39258.9261 |  |  |  | 39258.9261
WM-SL-1818 | #N/A | Gravity Main |  |  | AC | 225 |  | GMAC225 |  | 65.3989 |  | 0 | 626.0278 | 40941.5272 | 1 | 40941.5272 | 13% | 46263.9257 |  | 46263.9257 |  |  | Y | [5 empty] | 7168.0761 |  |  |  | 7168.0761 |  |  | 46263.9257 |  |  |  | 46263.9257
WM-SL-1819 | #N/A | Gravity Main |  |  | AC | 225 |  | GMAC225 |  | 83.4986 |  | 0 | 626.0278 | 52272.4419 | 1 | 52272.4419 | 13% | 59067.8594 |  | 59067.8594 |  |  | Y | [5 empty] | 7168.0761 |  |  |  | 7168.0761 |  |  | 59067.8594 |  |  |  | 59067.8594
WM-SL-1820 | #N/A | Gravity Main |  |  | AC | 225 |  | GMAC225 |  | 90.8122 |  | 0 | 626.0278 | 56850.9586 | 1 | 56850.9586 | 13% | 64241.5832 |  | 64241.5832 |  |  | Y | [5 empty] | 7168.0761 |  |  |  | 7168.0761 |  |  | 64241.5832 |  |  |  | 64241.5832
WM-SL-1821 | #N/A | Gravity Main |  |  | AC | 225 |  | GMAC225 |  | 90.4272 |  | 0 | 626.0278 | 56609.9379 | 1 | 56609.9379 | 13% | 63969.2298 |  | 63969.2298 |  |  | Y | [5 empty] | 7168.0761 |  |  |  | 7168.0761 |  |  | 63969.2298 |  |  |  | 63969.2298
WM-SL-1964 | #N/A | Gravity Main |  |  | AC | 300 |  | GMAC300 |  | 60.837 |  | 0 | 761.4272 | 46322.9455 | 1 | 46322.9455 | 13% | 52344.9284 |  | 52344.9284 |  |  | Y | [5 empty] | 7168.0761 |  |  |  | 7168.0761 |  |  | 52344.9284 |  |  |  | 52344.9284
WM-SL-1965 | #N/A | Gravity Main |  |  | AC | 300 |  | GMAC300 |  | 92.8763 |  | 0 | 761.4272 | 70718.5394 | 1 | 70718.5394 | 13% | 79911.9495 |  | 79911.9495 |  |  | Y | [5 empty] | 7168.0761 |  |  |  | 7168.0761 |  |  | 79911.9495 |  |  |  | 79911.9495
WM-SL-1966 | #N/A | Gravity Main |  |  | AC | 225 |  | GMAC225 |  | 46.4162 |  | 0 | 626.0278 | 29057.8299 | 1 | 29057.8299 | 13% | 32835.3478 |  | 32835.3478 |  |  | Y | [5 empty] | 7168.0761 |  |  |  | 7168.0761 |  |  | 32835.3478 |  |  |  | 32835.3478
WM-SL-1967 | #N/A | Gravity Main |  |  | AC | 225 |  | GMAC225 |  | 61.5323 |  | 0 | 626.0278 | 38520.9282 | 1 | 38520.9282 | 13% | 43528.6489 |  | 43528.6489 |  |  | Y | [5 empty] | 7168.0761 |  |  |  | 7168.0761 |  |  | 43528.6489 |  |  |  | 43528.6489
WM-SL-1968 | #N/A | Gravity Main |  |  | AC | 225 |  | GMAC225 |  | 72.4225 |  | 0 | 626.0278 | 45338.4958 | 1 | 45338.4958 | 13% | 51232.5002 |  | 51232.5002 |  |  | Y | [5 empty] | 7168.0761 |  |  |  | 7168.0761 |  |  | 51232.5002 |  |  |  | 51232.5002
WM-SL-1969 | #N/A | Gravity Main |  |  | AC | 225 |  | GMAC225 |  | 58.5832 |  | 0 | 626.0278 | 36674.7097 | 1 | 36674.7097 | 13% | 41442.422 |  | 41442.422 |  |  | Y | [5 empty] | 7168.0761 |  |  |  | 7168.0761 |  |  | 41442.422 |  |  |  | 41442.422
WM-SL-1970 | #N/A | Gravity Main |  |  | AC | 225 |  | GMAC225 |  | 63.1049 |  | 0 | 626.0278 | 39505.4195 | 1 | 39505.4195 | 13% | 44641.124 |  | 44641.124 |  |  | Y | [5 empty] | 7168.0761 |  |  |  | 7168.0761 |  |  | 44641.124 |  |  |  | 44641.124
WM-SL-1988 | #N/A | Gravity Main |  |  | AC | 225 |  | GMAC225 |  | 60.7005 |  | 0 | 626.0278 | 38000.1983 | 1 | 38000.1983 | 13% | 42940.2241 |  | 42940.2241 |  |  | Y | [5 empty] | 7168.0761 |  |  |  | 7168.0761 |  |  | 42940.2241 |  |  |  | 42940.2241
WM-SL-1989 | #N/A | Gravity Main |  |  | AC | 225 |  | GMAC225 |  | 72.607 |  | 0 | 626.0278 | 45453.9979 | 1 | 45453.9979 | 13% | 51363.0176 |  | 51363.0176 |  |  | Y | [5 empty] | 7168.0761 |  |  |  | 7168.0761 |  |  | 51363.0176 |  |  |  | 51363.0176
WM-SL-1990 | #N/A | Gravity Main |  |  | AC | 225 |  | GMAC225 |  | 49.9043 |  | 0 | 626.0278 | 31241.4774 | 1 | 31241.4774 | 13% | 35302.8694 |  | 35302.8694 |  |  | Y | [5 empty] | 7168.0761 |  |  |  | 7168.0761 |  |  | 35302.8694 |  |  |  | 35302.8694
WM-SL-1991 | #N/A | Gravity Main |  |  | AC | 225 |  | GMAC225 |  | 42.1308 |  | 0 | 626.0278 | 26375.0506 | 1 | 26375.0506 | 13% | 29803.8071 |  | 29803.8071 |  |  | Y | [5 empty] | 7168.0761 |  |  |  | 7168.0761 |  |  | 29803.8071 |  |  |  | 29803.8071
WM-SL-1992 | #N/A | Gravity Main |  |  | AC | 225 |  | GMAC225 |  | 21.5524 |  | 0 | 626.0278 | 13492.4008 | 1 | 13492.4008 | 13% | 15246.4129 |  | 15246.4129 |  |  | Y | [5 empty] | 7168.0761 |  |  |  | 7168.0761 |  |  | 15246.4129 |  |  |  | 15246.4129
WM-SL-1993 | #N/A | Gravity Main |  |  | AC | 225 |  | GMAC225 |  | 85.4002 |  | 0 | 626.0278 | 53462.8963 | 1 | 53462.8963 | 13% | 60413.0728 |  | 60413.0728 |  |  | Y | [5 empty] | 7168.0761 |  |  |  | 7168.0761 |  |  | 60413.0728 |  |  |  | 60413.0728
WM-SL-1994 | #N/A | Gravity Main |  |  | AC | 225 |  | GMAC225 |  | 62.9178 |  | 0 | 626.0278 | 39388.2897 | 1 | 39388.2897 | 13% | 44508.7674 |  | 44508.7674 |  |  | Y | [5 empty] | 7168.0761 |  |  |  | 7168.0761 |  |  | 44508.7674 |  |  |  | 44508.7674
WM-SL-1995 | #N/A | Gravity Main |  |  | AC | 225 |  | GMAC225 |  | 48.0887 |  | 0 | 626.0278 | 30104.8614 | 1 | 30104.8614 | 13% | 34018.4933 |  | 34018.4933 |  |  | Y | [5 empty] | 7168.0761 |  |  |  | 7168.0761 |  |  | 34018.4933 |  |  |  | 34018.4933
WM-SL-1996 | #N/A | Gravity Main |  |  | AC | 225 |  | GMAC225 |  | 96.0624 |  | 0 | 626.0278 | 60137.7295 | 1 | 60137.7295 | 13% | 67955.6344 |  | 67955.6344 |  |  | Y | [5 empty] | 7168.0761 |  |  |  | 7168.0761 |  |  | 67955.6344 |  |  |  | 67955.6344
WM-SL-1997 | #N/A | Gravity Main |  |  | AC | 225 |  | GMAC225 |  | 26.6077 |  | 0 | 626.0278 | 16657.159 | 1 | 16657.159 | 13% | 18822.5896 |  | 18822.5896 |  |  | Y | [5 empty] | 7168.0761 |  |  |  | 7168.0761 |  |  | 18822.5896 |  |  |  | 18822.5896
WM-SL-1998 | #N/A | Gravity Main |  |  | AC | 225 |  | GMAC225 |  | 58.2429 |  | 0 | 626.0278 | 36461.6725 | 1 | 36461.6725 | 13% | 41201.6899 |  | 41201.6899 |  |  | Y | [5 empty] | 7168.0761 |  |  |  | 7168.0761 |  |  | 41201.6899 |  |  |  | 41201.6899
WM-SL-1999 | #N/A | Gravity Main |  |  | AC | 225 |  | GMAC225 |  | 32.2594 |  | 0 | 626.0278 | 20195.2801 | 1 | 20195.2801 | 13% | 22820.6665 |  | 22820.6665 |  |  | Y | [5 empty] | 7168.0761 |  |  |  | 7168.0761 |  |  | 22820.6665 |  |  |  | 22820.6665
WM-SL-2000 | #N/A | Gravity Main |  |  | AC | 225 |  | GMAC225 |  | 76.493 |  | 0 | 626.0278 | 47886.7418 | 1 | 47886.7418 | 13% | 54112.0182 |  | 54112.0182 |  |  | Y | [5 empty] | 7168.0761 |  |  |  | 7168.0761 |  |  | 54112.0182 |  |  |  | 54112.0182
WM-SL-2035 | #N/A | Gravity Main |  |  | AC | 225 |  | GMAC225 |  | 92.825 |  | 0 | 626.0278 | 58111.0273 | 1 | 58111.0273 | 13% | 65665.4608 |  | 65665.4608 |  |  | Y | [5 empty] | 7168.0761 |  |  |  | 7168.0761 |  |  | 65665.4608 |  |  |  | 65665.4608
WM-SL-2036 | #N/A | Gravity Main |  |  | AC | 225 |  | GMAC225 |  | 79.4751 |  | 0 | 626.0278 | 49753.6192 | 1 | 49753.6192 | 13% | 56221.5897 |  | 56221.5897 |  |  | Y | [5 empty] | 7168.0761 |  |  |  | 7168.0761 |  |  | 56221.5897 |  |  |  | 56221.5897
WM-SL-2037 | #N/A | Gravity Main |  |  | AC | 225 |  | GMAC225 |  | 90.7865 |  | 0 | 626.0278 | 56834.8697 | 1 | 56834.8697 | 13% | 64223.4027 |  | 64223.4027 |  |  | Y | [5 empty] | 7168.0761 |  |  |  | 7168.0761 |  |  | 64223.4027 |  |  |  | 64223.4027
WM-SL-2038 | #N/A | Gravity Main |  |  | AC | 225 |  | GMAC225 |  | 71.4842 |  | 0 | 626.0278 | 44751.0939 | 1 | 44751.0939 | 13% | 50568.7362 |  | 50568.7362 |  |  | Y | [5 empty] | 7168.0761 |  |  |  | 7168.0761 |  |  | 50568.7362 |  |  |  | 50568.7362
WM-SL-2039 | #N/A | Gravity Main |  |  | AC | 225 |  | GMAC225 |  | 86.0042 |  | 0 | 626.0278 | 53841.0171 | 1 | 53841.0171 | 13% | 60840.3493 |  | 60840.3493 |  |  | Y | [5 empty] | 7168.0761 |  |  |  | 7168.0761 |  |  | 60840.3493 |  |  |  | 60840.3493
WM-SL-2040 | #N/A | Gravity Main |  |  | AC | 225 |  | GMAC225 |  | 60.6235 |  | 0 | 626.0278 | 37951.9942 | 1 | 37951.9942 | 13% | 42885.7534 |  | 42885.7534 |  |  | Y | [5 empty] | 7168.0761 |  |  |  | 7168.0761 |  |  | 42885.7534 |  |  |  | 42885.7534
WM-SL-2227 | #N/A | Gravity Main |  |  | AC | 150 |  | GMAC150 |  | 46.9865 |  | 0 | 424.485 | 19945.0623 | 1 | 19945.0623 | 13% | 22537.9204 |  | 22537.9204 |  |  | Y | [5 empty] | 7168.0761 |  |  |  | 7168.0761 |  |  | 22537.9204 |  |  |  | 22537.9204
WM-SL-2228 | #N/A | Gravity Main |  |  | AC | 150 |  | GMAC150 |  | 42.568 |  | 0 | 424.485 | 18069.4755 | 1 | 18069.4755 | 13% | 20418.5074 |  | 20418.5074 |  |  | Y | [5 empty] | 7168.0761 |  |  |  | 7168.0761 |  |  | 20418.5074 |  |  |  | 20418.5074
WM-SL-2229 | #N/A | Gravity Main |  |  | AC | 150 |  | GMAC150 |  | 42.9174 |  | 0 | 424.485 | 18217.7906 | 1 | 18217.7906 | 13% | 20586.1033 |  | 20586.1033 |  |  | Y | [5 empty] | 7168.0761 |  |  |  | 7168.0761 |  |  | 20586.1033 |  |  |  | 20586.1033
WM-SL-2307 | #N/A | Gravity Main |  |  | AC | 225 |  | GMAC225 |  | 91.3611 |  | 0 | 626.0278 | 57194.5852 | 1 | 57194.5852 | 13% | 64629.8813 |  | 64629.8813 |  |  | Y | [5 empty] | 7168.0761 |  |  |  | 7168.0761 |  |  | 64629.8813 |  |  |  | 64629.8813
WM-SL-2308 | #N/A | Gravity Main |  |  | AC | 225 |  | GMAC225 |  | 81.3658 |  | 0 | 626.0278 | 50937.2499 | 1 | 50937.2499 | 13% | 57559.0924 |  | 57559.0924 |  |  | Y | [5 empty] | 7168.0761 |  |  |  | 7168.0761 |  |  | 57559.0924 |  |  |  | 57559.0924
WM-SL-2361 | #N/A | Gravity Main |  |  | AC | 225 |  | GMAC225 |  | 74.1772 |  | 0 | 626.0278 | 46436.9867 | 1 | 46436.9867 | 13% | 52473.795 |  | 52473.795 | Y | [5 empty] | 5850.3942 | [5 empty] | 5850.3942 | 52473.795 | [5 empty] | 52473.795
WM-SL-2367 | #N/A | Gravity Main |  |  | AC | 300 |  | GMAC300 |  | 15.344 |  | 0 | 761.4272 | 11683.3387 | 1 | 11683.3387 | 13% | 13202.1727 |  | 13202.1727 | Y | [5 empty] | 5850.3942 | [5 empty] | 5850.3942 | 13202.1727 | [5 empty] | 13202.1727
WM-SL-2368 | #N/A | Gravity Main |  |  | AC | 300 |  | GMAC300 |  | 25.1303 |  | 0 | 761.4272 | 19134.8935 | 1 | 19134.8935 | 13% | 21622.4297 |  | 21622.4297 | Y | [5 empty] | 5850.3942 | [5 empty] | 5850.3942 | 21622.4297 | [5 empty] | 21622.4297
WM-SL-2369 | #N/A | Gravity Main |  |  | AC | 300 |  | GMAC300 |  | 35.8303 |  | 0 | 761.4272 | 27282.1644 | 1 | 27282.1644 | 13% | 30828.8457 |  | 30828.8457 | Y | [5 empty] | 5850.3942 | [5 empty] | 5850.3942 | 30828.8457 | [5 empty] | 30828.8457
WM-SL-2370 | #N/A | Gravity Main |  |  | AC | 300 |  | GMAC300 |  | 60.5163 |  | 0 | 761.4272 | 46078.7558 | 1 | 46078.7558 | 13% | 52068.994 |  | 52068.994 | Y | [5 empty] | 5850.3942 | [5 empty] | 5850.3942 | 52068.994 | [5 empty] | 52068.994
WM-SL-2371 | #N/A | Gravity Main |  |  | AC | 300 |  | GMAC300 |  | 90.3687 |  | 0 | 761.4272 | 68809.1846 | 1 | 68809.1846 | 13% | 77754.3786 |  | 77754.3786 | Y | [5 empty] | 5850.3942 | [5 empty] | 5850.3942 | 77754.3786 | [5 empty] | 77754.3786
WM-SL-2372 | #N/A | Gravity Main |  |  | AC | 300 |  | GMAC300 |  | 92.078 |  | 0 | 761.4272 | 70110.6921 | 1 | 70110.6921 | 13% | 79225.082 |  | 79225.082 | Y | [5 empty] | 5850.3942 | [5 empty] | 5850.3942 | 79225.082 | [5 empty] | 79225.082
WM-SL-2373 | #N/A | Gravity Main |  |  | AC | 300 |  | GMAC300 |  | 92.2143 |  | 0 | 761.4272 | 70214.4746 | 1 | 70214.4746 | 13% | 79342.3563 |  | 79342.3563 | Y | [5 empty] | 5850.3942 | [5 empty] | 5850.3942 | 79342.3563 | [5 empty] | 79342.3563
WM-SL-2374 | #N/A | Gravity Main |  |  | AC | 300 |  | GMAC300 |  | 91.8865 |  | 0 | 761.4272 | 69964.8787 | 1 | 69964.8787 | 13% | 79060.313 |  | 79060.313 | Y | [5 empty] | 5850.3942 | [5 empty] | 5850.3942 | 79060.313 | [5 empty] | 79060.313
WM-SL-2375 | #N/A | Gravity Main |  |  | AC | 300 |  | GMAC300 |  | 56.0767 |  | 0 | 761.4272 | 42698.3236 | 1 | 42698.3236 | 13% | 48249.1057 |  | 48249.1057 | Y | [5 empty] | 5850.3942 | [5 empty] | 5850.3942 | 48249.1057 | [5 empty] | 48249.1057
WM-SL-2376 | #N/A | Gravity Main |  |  | AC | 300 |  | GMAC300 |  | 30.2063 |  | 0 | 761.4272 | 22999.8979 | 1 | 22999.8979 | 13% | 25989.8846 |  | 25989.8846 | Y | [5 empty] | 5850.3942 | [5 empty] | 5850.3942 | 25989.8846 | [5 empty] | 25989.8846
WM-SL-2377 | #N/A | Gravity Main |  |  | AC | 300 |  | GMAC300 |  | 51.3611 |  | 0 | 761.4272 | 39107.7376 | 1 | 39107.7376 | 13% | 44191.7435 |  | 44191.7435 | Y | [5 empty] | 5850.3942 | [5 empty] | 5850.3942 | 44191.7435 | [5 empty] | 44191.7435
WM-SL-2378 | #N/A | Gravity Main |  |  | AC | 300 |  | GMAC300 |  | 39.9943 |  | 0 | 761.4272 | 30452.7471 | 1 | 30452.7471 | 13% | 34411.6043 |  | 34411.6043 | Y | [5 empty] | 5850.3942 | [5 empty] | 5850.3942 | 34411.6043 | [5 empty] | 34411.6043
WM-SL-2379 | #N/A | Gravity Main |  |  | AC | 300 |  | GMAC300 |  | 88.0436 |  | 0 | 761.4272 | 67038.7902 | 1 | 67038.7902 | 13% | 75753.833 |  | 75753.833 | Y | [5 empty] | 5850.3942 | [5 empty] | 5850.3942 | 75753.833 | [5 empty] | 75753.833
WM-SL-2380 | #N/A | Gravity Main |  |  | AC | 300 |  | GMAC300 |  | 92.8457 |  | 0 | 761.4272 | 70695.2397 | 1 | 70695.2397 | 13% | 79885.6209 |  | 79885.6209 | Y | [5 empty] | 5850.3942 | [5 empty] | 5850.3942 | 79885.6209 | [5 empty] | 79885.6209
WM-SL-2398 | #N/A | Gravity Main |  |  | RC | 300 |  | GMRC300 |  | 22.1329 |  | 0 | 761.4272 | 16852.5917 | 1 | 16852.5917 | 13% | 19043.4286 |  | 19043.4286 | Y | [5 empty] | 5850.3942 | [5 empty] | 5850.3942 | 19043.4286 | [5 empty] | 19043.4286
WM-SL-2399 | #N/A | Gravity Main |  |  | RC | 225 |  | GMRC225 |  | 16.8566 |  | 0 | 626.0278 | 10552.6996 | 1 | 10552.6996 | 13% | 11924.5506 |  | 11924.5506 | Y | [5 empty] | 5850.3942 | [5 empty] | 5850.3942 | 11924.5506 | [5 empty] | 11924.5506
WM-SL-2400 | #N/A | Gravity Main |  |  | RC | 225 |  | GMRC225 |  | 27.5592 |  | 0 | 626.0278 | 17252.8244 | 1 | 17252.8244 | 13% | 19495.6915 |  | 19495.6915 | Y | [5 empty] | 5850.3942 | [5 empty] | 5850.3942 | 19495.6915 | [5 empty] | 19495.6915
WM-SL-2401 | #N/A | Gravity Main |  |  | RC | 225 |  | GMRC225 |  | 66.1447 |  | 0 | 626.0278 | 41408.4187 | 1 | 41408.4187 | 13% | 46791.5131 |  | 46791.5131 | Y | [5 empty] | 5850.3942 | [5 empty] | 5850.3942 | 46791.5131 | [5 empty] | 46791.5131
WM-SL-2402 | #N/A | Gravity Main |  |  | RC | 225 |  | GMRC225 |  | 91.4358 |  | 0 | 626.0278 | 57241.3495 | 1 | 57241.3495 | 13% | 64682.7249 |  | 64682.7249 | Y | [5 empty] | 5850.3942 | [5 empty] | 5850.3942 | 64682.7249 | [5 empty] | 64682.7249
WM-SL-2403 | #N/A | Gravity Main |  |  | RC | 225 |  | GMRC225 |  | 91.137 |  | 0 | 626.0278 | 57054.2924 | 1 | 57054.2924 | 13% | 64471.3504 |  | 64471.3504 | Y | [5 empty] | 5850.3942 | [5 empty] | 5850.3942 | 64471.3504 | [5 empty] | 64471.3504
WM-SL-2404 | #N/A | Gravity Main |  |  | RC | 225 |  | GMRC225 |  | 52.8737 |  | 0 | 626.0278 | 33100.4042 | 1 | 33100.4042 | 13% | 37403.4568 |  | 37403.4568 | Y | [5 empty] | 5850.3942 | [5 empty] | 5850.3942 | 37403.4568 | [5 empty] | 37403.4568
WM-SL-2430 | #N/A | Gravity Main |  |  | RC | 300 |  | GMRC300 |  | 55.0338 |  | 0 | 761.4272 | 41904.2312 | 1 | 41904.2312 | 13% | 47351.7813 |  | 47351.7813 | Y | [5 empty] | 5850.3942 | [5 empty] | 5850.3942 | 47351.7813 | [5 empty] | 47351.7813
WM-SL-2431 | #N/A | Gravity Main |  |  | RC | 300 |  | GMRC300 |  | 55.786 |  | 0 | 761.4272 | 42476.9768 | 1 | 42476.9768 | 13% | 47998.9837 |  | 47998.9837 | Y | [5 empty] | 5850.3942 | [5 empty] | 5850.3942 | 47998.9837 | [5 empty] | 47998.9837
WM-SL-2432 | #N/A | Gravity Main |  |  | RC | 300 |  | GMRC300 |  | 91.3735 |  | 0 | 761.4272 | 69574.2666 | 1 | 69574.2666 | 13% | 78618.9213 |  | 78618.9213 | Y | [5 empty] | 5850.3942 | [5 empty] | 5850.3942 | 78618.9213 | [5 empty] | 78618.9213
WM-SL-2433 | C0002964 | Gravity Main |  |  | RC | 300 |  | GMRC300 |  | 94.5115 |  | 0 | 761.4272 | 71963.6251 | 1 | 71963.6251 | 13% | 81318.8964 |  | 81318.8964 | Y | [5 empty] | 5850.3942 | [5 empty] | 5850.3942 | 81318.8964 | [5 empty] | 81318.8964
WM-SL-2434 | C0002965 | Gravity Main |  |  | RC | 300 |  | GMRC300 |  | 90.9193 |  | 0 | 761.4272 | 69228.4264 | 1 | 69228.4264 | 13% | 78228.1218 |  | 78228.1218 | Y | [5 empty] | 5850.3942 | [5 empty] | 5850.3942 | 78228.1218 | [5 empty] | 78228.1218
WM-SL-2435 | #N/A | Gravity Main |  |  | RC | 300 |  | GMRC300 |  | 78.7545 |  | 0 | 761.4272 | 59965.817 | 1 | 59965.817 | 13% | 67761.3732 |  | 67761.3732 | Y | [5 empty] | 5850.3942 | [5 empty] | 5850.3942 | 67761.3732 | [5 empty] | 67761.3732
WM-SL-2436 | #N/A | Gravity Main |  |  | RC | 300 |  | GMRC300 |  | 81.6077 |  | 0 | 761.4272 | 62138.321 | 1 | 62138.321 | 13% | 70216.3028 |  | 70216.3028 | Y | [5 empty] | 5850.3942 | [5 empty] | 5850.3942 | 70216.3028 | [5 empty] | 70216.3028
WM-SL-2437 | #N/A | Gravity Main |  |  | RC | 300 |  | GMRC300 |  | 73.933 |  | 0 | 761.4272 | 56294.5958 | 1 | 56294.5958 | 13% | 63612.8933 |  | 63612.8933 | Y | [5 empty] | 5850.3942 | [5 empty] | 5850.3942 | 63612.8933 | [5 empty] | 63612.8933
WM-SL-2438 | #N/A | Gravity Main |  |  | RC | 300 |  | GMRC300 |  | 84.6148 |  | 0 | 761.4272 | 64428.0087 | 1 | 64428.0087 | 13% | 72803.6498 |  | 72803.6498 | Y | [5 empty] | 5850.3942 | [5 empty] | 5850.3942 | 72803.6498 | [5 empty] | 72803.6498
WM-SL-2439 | #N/A | Gravity Main |  |  | RC | 300 |  | GMRC300 |  | 38.0007 |  | 0 | 761.4272 | 28934.7659 | 1 | 28934.7659 | 13% | 32696.2855 |  | 32696.2855 | Y | [5 empty] | 5850.3942 | [5 empty] | 5850.3942 | 32696.2855 | [5 empty] | 32696.2855
WM-SL-2440 | #N/A | Gravity Main |  |  | RC | 300 |  | GMRC300 |  | 80.3361 |  | 0 | 761.4272 | 61170.0902 | 1 | 61170.0902 | 13% | 69122.202 |  | 69122.202 | Y | [5 empty] | 5850.3942 | [5 empty] | 5850.3942 | 69122.202 | [5 empty] | 69122.202
WM-SL-2441 | #N/A | Gravity Main |  |  | RC | 300 |  | GMRC300 |  | 79.6772 |  | 0 | 761.4272 | 60668.3859 | 1 | 60668.3859 | 13% | 68555.276 |  | 68555.276 | Y | [5 empty] | 5850.3942 | [5 empty] | 5850.3942 | 68555.276 | [5 empty] | 68555.276
WM-SL-2442 | #N/A | Gravity Main |  |  | RC | 300 |  | GMRC300 |  | 57.4108 |  | 0 | 761.4272 | 43714.1437 | 1 | 43714.1437 | 13% | 49396.9823 |  | 49396.9823 | Y | [5 empty] | 5850.3942 | [5 empty] | 5850.3942 | 49396.9823 | [5 empty] | 49396.9823
WM-SL-2443 | #N/A | Gravity Main |  |  | RC | 300 |  | GMRC300 |  | 73.672 |  | 0 | 761.4272 | 56095.8633 | 1 | 56095.8633 | 13% | 63388.3256 |  | 63388.3256 | Y | [5 empty] | 5850.3942 | [5 empty] | 5850.3942 | 63388.3256 | [5 empty] | 63388.3256
WM-SL-2444 | #N/A | Gravity Main |  |  | RC | 300 |  | GMRC300 |  | 65.5287 |  | 0 | 761.4272 | 49895.3334 | 1 | 49895.3334 | 13% | 56381.7267 |  | 56381.7267 | Y | [5 empty] | 5850.3942 | [5 empty] | 5850.3942 | 56381.7267 | [5 empty] | 56381.7267
WM-SL-2445 | #N/A | Gravity Main |  |  | RC | 300 |  | GMRC300 |  | 50.0346 |  | 0 | 761.4272 | 38097.7045 | 1 | 38097.7045 | 13% | 43050.4061 |  | 43050.4061 | Y | [5 empty] | 5850.3942 | [5 empty] | 5850.3942 | 43050.4061 | [5 empty] | 43050.4061
WM-SL-2446 | #N/A | Gravity Main |  |  | RC | 300 |  | GMRC300 |  | 87.2427 |  | 0 | 761.4272 | 66428.9632 | 1 | 66428.9632 | 13% | 75064.7284 |  | 75064.7284 | Y | [5 empty] | 5850.3942 | [5 empty] | 5850.3942 | 75064.7284 | [5 empty] | 75064.7284
WM-SL-2447 | #N/A | Gravity Main |  |  | RC | 300 |  | GMRC300 |  | 78.3251 |  | 0 | 761.4272 | 59638.8602 | 1 | 59638.8602 | 13% | 67391.912 |  | 67391.912 | Y | [5 empty] | 5850.3942 | [5 empty] | 5850.3942 | 67391.912 | [5 empty] | 67391.912
WM-SL-2448 | #N/A | Gravity Main |  |  | RC | 300 |  | GMRC300 |  | 83.8112 |  | 0 | 761.4272 | 63816.1258 | 1 | 63816.1258 | 13% | 72112.2222 |  | 72112.2222 | Y | [5 empty] | 5850.3942 | [5 empty] | 5850.3942 | 72112.2222 | [5 empty] | 72112.2222
WM-SL-2449 | #N/A | Gravity Main |  |  | RC | 300 |  | GMRC300 |  | 24.4052 |  | 0 | 761.4272 | 18582.7827 | 1 | 18582.7827 | 13% | 20998.5444 |  | 20998.5444 | Y | [5 empty] | 5850.3942 | [5 empty] | 5850.3942 | 20998.5444 | [5 empty] | 20998.5444
WM-SL-2450 | #N/A | Gravity Main |  |  | RC | 300 |  | GMRC300 |  | 25.61 |  | 0 | 761.4272 | 19500.1501 | 1 | 19500.1501 | 13% | 22035.1696 |  | 22035.1696 | Y | [5 empty] | 5850.3942 | [5 empty] | 5850.3942 | 22035.1696 | [5 empty] | 22035.1696
WM-SL-2451 | #N/A | Gravity Main |  |  | RC | 300 |  | GMRC300 |  | 53.9541 |  | 0 | 761.4272 | 41082.1183 | 1 | 41082.1183 | 13% | 46422.7937 |  | 46422.7937 | Y | [5 empty] | 5850.3942 | [5 empty] | 5850.3942 | 46422.7937 | [5 empty] | 46422.7937
WM-SL-2452 | #N/A | Gravity Main |  |  | RC | 225 |  | GMRC225 |  | 30.4891 |  | 0 | 626.0278 | 19087.0231 | 1 | 19087.0231 | 13% | 21568.3361 |  | 21568.3361 | Y | [5 empty] | 5850.3942 | [5 empty] | 5850.3942 | 21568.3361 | [5 empty] | 21568.3361
WM-SL-2453 | #N/A | Gravity Main |  |  | RC | 225 |  | GMRC225 |  | 69.8049 |  | 0 | 626.0278 | 43699.8055 | 1 | 43699.8055 | 13% | 49380.7802 |  | 49380.7802 | Y | [5 empty] | 5850.3942 | [5 empty] | 5850.3942 | 49380.7802 | [5 empty] | 49380.7802
WM-SL-2454 | #N/A | Gravity Main |  |  | RC | 225 |  | GMRC225 |  | 55.9709 |  | 0 | 626.0278 | 35039.3374 | 1 | 35039.3374 | 13% | 39594.4513 |  | 39594.4513 | Y | [5 empty] | 5850.3942 | [5 empty] | 5850.3942 | 39594.4513 | [5 empty] | 39594.4513
WM-SL-2455 | #N/A | Gravity Main |  |  | VC | 200 |  | GMVC200 |  | 58.8594 |  | 0 | 309.2482 | 18202.1609 | 1 | 18202.1609 | 13% | 20568.4418 |  | 20568.4418 | Y | [5 empty] | 5850.3942 | [5 empty] | 5850.3942 | 20568.4418 | [5 empty] | 20568.4418
WM-SL-2456 | #N/A | Gravity Main |  |  | VC | 225 |  | GMVC225 |  | 29.8374 |  | 0 | 626.0278 | 18679.0408 | 1 | 18679.0408 | 13% | 21107.3161 |  | 21107.3161 | Y | [5 empty] | 5850.3942 | [5 empty] | 5850.3942 | 21107.3161 | [5 empty] | 21107.3161
WM-SL-2457 | #N/A | Gravity Main |  |  | RC | 225 |  | GMRC225 |  | 83.3892 |  | 0 | 626.0278 | 52203.9545 | 1 | 52203.9545 | 13% | 58990.4686 |  | 58990.4686 | Y | [5 empty] | 5850.3942 | [5 empty] | 5850.3942 | 58990.4686 | [5 empty] | 58990.4686
WM-SL-2458 | #N/A | Gravity Main |  |  | VC | 225 |  | GMVC225 |  | 53.8473 |  | 0 | 626.0278 | 33709.9049 | 1 | 33709.9049 | 13% | 38092.1925 |  | 38092.1925 | Y | [5 empty] | 5850.3942 | [5 empty] | 5850.3942 | 38092.1925 | [5 empty] | 38092.1925
WM-SL-2459 | #N/A | Gravity Main |  |  | RC | 225 |  | GMRC225 |  | 63.6956 |  | 0 | 626.0278 | 39875.2141 | 1 | 39875.2141 | 13% | 45058.9919 |  | 45058.9919 | Y | [5 empty] | 5850.3942 | [5 empty] | 5850.3942 | 45058.9919 | [5 empty] | 45058.9919
WM-SL-2460 | #N/A | Gravity Main |  |  | uPVC | 300 |  | GMuPVC300 |  | 91.0275 |  | 0 | 761.4272 | 69310.8128 | 1 | 69310.8128 | 13% | 78321.2185 |  | 78321.2185 | Y | [5 empty] | 5850.3942 | [5 empty] | 5850.3942 | 78321.2185 | [5 empty] | 78321.2185
WM-SL-2462 | #N/A | Gravity Main |  |  | AC | 200 |  | GMAC200 |  | 86.4265 |  | 0 | 309.2482 | 26727.2357 | 1 | 26727.2357 | 13% | 30201.7764 |  | 30201.7764 | Y | [5 empty] | 5850.3942 | [5 empty] | 5850.3942 | 30201.7764 | [5 empty] | 30201.7764
WM-SL-2463 | #N/A | Gravity Main |  |  | VC | 150 |  | GMVC150 |  | 87.1761 |  | 0 | 424.485 | 37004.9428 | 1 | 37004.9428 | 13% | 41815.5854 |  | 41815.5854 | Y | [5 empty] | 5850.3942 | [5 empty] | 5850.3942 | 41815.5854 | [5 empty] | 41815.5854
WM-SL-2464 | #N/A | Gravity Main |  |  | VC | 150 |  | GMVC150 |  | 45.6274 |  | 0 | 424.485 | 19368.1448 | 1 | 19368.1448 | 13% | 21886.0036 |  | 21886.0036 | Y | [5 empty] | 5850.3942 | [5 empty] | 5850.3942 | 21886.0036 | [5 empty] | 21886.0036
WM-SL-2465 | #N/A | Gravity Main |  |  | VC | 150 |  | GMVC150 |  | 73.7662 |  | 0 | 424.485 | 31312.642 | 1 | 31312.642 | 13% | 35383.2855 |  | 35383.2855 | Y | [5 empty] | 5850.3942 | [5 empty] | 5850.3942 | 35383.2855 | [5 empty] | 35383.2855
WM-SL-2686 | #N/A | Gravity Main |  |  | AC | 150 |  | GMAC150 |  | 8.5 |  | 0 | 424.485 | 3608.1221 | 1 | 3608.1221 | 13% | 4077.178 |  | 4077.178 | Y | [5 empty] | 5850.3942 | [5 empty] | 5850.3942 | 4077.178 | [5 empty] | 4077.178
WM-SL-2721 | #N/A | Gravity Main |  |  | AC | 300 |  | GMAC300 |  | 31.3043 |  | 0 | 761.4272 | 23835.9449 | 1 | 23835.9449 | 13% | 26934.6178 |  | 26934.6178 | Y | [5 empty] | 5850.3942 | [5 empty] | 5850.3942 | 26934.6178 | [5 empty] | 26934.6178
WM-SL-2722 | #N/A | Gravity Main |  |  | AC | 300 |  | GMAC300 |  | 78.3912 |  | 0 | 761.4272 | 59689.1905 | 1 | 59689.1905 | 13% | 67448.7853 |  | 67448.7853 | Y | [5 empty] | 5850.3942 | [5 empty] | 5850.3942 | 67448.7853 | [5 empty] | 67448.7853
WM-SL-2723 | #N/A | Gravity Main |  |  | AC | 300 |  | GMAC300 |  | 86.7546 |  | 0 | 761.4272 | 66057.3106 | 1 | 66057.3106 | 13% | 74644.761 |  | 74644.761 | Y | [5 empty] | 5850.3942 | [5 empty] | 5850.3942 | 74644.761 | [5 empty] | 74644.761
WM-SL-2724 | #N/A | Gravity Main |  |  | AC | 300 |  | GMAC300 |  | 104.983 |  | 0 | 761.4272 | 79936.9098 | 1 | 79936.9098 | 13% | 90328.7081 |  | 90328.7081 | Y | [5 empty] | 5850.3942 | [5 empty] | 5850.3942 | 90328.7081 | [5 empty] | 90328.7081
WM-SL-2725 | #N/A | Gravity Main |  |  | AC | 300 |  | GMAC300 |  | 60.6483 |  | 0 | 761.4272 | 46179.2642 | 1 | 46179.2642 | 13% | 52182.5685 |  | 52182.5685 | Y | [5 empty] | 5850.3942 | [5 empty] | 5850.3942 | 52182.5685 | [5 empty] | 52182.5685
WM-SL-2726 | #N/A | Gravity Main |  |  | AC | 300 |  | GMAC300 |  | 59.6749 |  | 0 | 761.4272 | 45438.0909 | 1 | 45438.0909 | 13% | 51345.0428 |  | 51345.0428 | Y | [5 empty] | 5850.3942 | [5 empty] | 5850.3942 | 51345.0428 | [5 empty] | 51345.0428
WM-SL-2929 | #N/A | Gravity Main |  |  | PVC | 150 |  | GMPVC150 |  | 89.9731 |  | 0 | 424.485 | 38192.2272 | 1 | 38192.2272 | 13% | 43157.2168 |  | 43157.2168 |  | Y | [5 empty] | 16150.8537 |  |  |  |  | 16150.8537 |  | 43157.2168 |  |  |  |  | 43157.2168
WM-SL-2930 | #N/A | Gravity Main |  |  | PVC | 150 |  | GMPVC150 |  | 75.7013 |  | 0 | 424.485 | 32134.0629 | 1 | 32134.0629 | 13% | 36311.491 |  | 36311.491 |  | Y | [5 empty] | 16150.8537 |  |  |  |  | 16150.8537 |  | 36311.491 |  |  |  |  | 36311.491
WM-SL-2931 | #N/A | Gravity Main |  |  | PVC | 150 |  | GMPVC150 |  | 88.0037 |  | 0 | 424.485 | 37356.2466 | 1 | 37356.2466 | 13% | 42212.5586 |  | 42212.5586 |  | Y | [5 empty] | 16150.8537 |  |  |  |  | 16150.8537 |  | 42212.5586 |  |  |  |  | 42212.5586
WM-SL-2932 | #N/A | Gravity Main |  |  | PVC | 150 |  | GMPVC150 |  | 87.346 |  | 0 | 424.485 | 37077.0628 | 1 | 37077.0628 | 13% | 41897.081 |  | 41897.081 |  | Y | [5 empty] | 16150.8537 |  |  |  |  | 16150.8537 |  | 41897.081 |  |  |  |  | 41897.081
WM-SL-2933 | #N/A | Gravity Main |  |  | PVC | 150 |  | GMPVC150 |  | 88.0878 |  | 0 | 424.485 | 37391.9458 | 1 | 37391.9458 | 13% | 42252.8987 |  | 42252.8987 |  | Y | [5 empty] | 16150.8537 |  |  |  |  | 16150.8537 |  | 42252.8987 |  |  |  |  | 42252.8987
WM-SL-2934 | #N/A | Gravity Main |  |  | PVC | 150 |  | GMPVC150 |  | 41.8296 |  | 0 | 424.485 | 17756.0358 | 1 | 17756.0358 | 13% | 20064.3205 |  | 20064.3205 |  | Y | [5 empty] | 16150.8537 |  |  |  |  | 16150.8537 |  | 20064.3205 |  |  |  |  | 20064.3205
WM-SL-2935 | #N/A | Gravity Main |  |  | PVC | 150 |  | GMPVC150 |  | 69.0498 |  | 0 | 424.485 | 29310.6012 | 1 | 29310.6012 | 13% | 33120.9793 |  | 33120.9793 |  | Y | [5 empty] | 16150.8537 |  |  |  |  | 16150.8537 |  | 33120.9793 |  |  |  |  | 33120.9793
WM-SL-3083 | #N/A | Gravity Main |  |  | PVC | 150 |  | GMPVC150 |  | 54.2315 |  | 0 | 424.485 | 23020.4558 | 1 | 23020.4558 | 13% | 26013.115 |  | 26013.115 |  | Y | [5 empty] | 16150.8537 |  |  |  |  | 16150.8537 |  | 26013.115 |  |  |  |  | 26013.115
WM-SL-3084 | #N/A | Gravity Main |  |  | PVC | 150 |  | GMPVC150 |  | 21.4746 |  | 0 | 424.485 | 9115.6446 | 1 | 9115.6446 | 13% | 10300.6784 |  | 10300.6784 |  | Y | [5 empty] | 16150.8537 |  |  |  |  | 16150.8537 |  | 10300.6784 |  |  |  |  | 10300.6784
WM-SL-3094 | #N/A | Gravity Main |  |  | PVC | 150 |  | GMPVC150 |  | 26.6007 |  | 0 | 424.485 | 11291.5969 | 1 | 11291.5969 | 13% | 12759.5045 |  | 12759.5045 |  | Y | [5 empty] | 16150.8537 |  |  |  |  | 16150.8537 |  | 12759.5045 |  |  |  |  | 12759.5045
WM-SL-3098 | #N/A | Gravity Main |  |  | PVC | 150 |  | GMPVC150 |  | 60.9935 |  | 0 | 424.485 | 25890.8231 | 1 | 25890.8231 | 13% | 29256.6301 |  | 29256.6301 |  | Y | [5 empty] | 16150.8537 |  |  |  |  | 16150.8537 |  | 29256.6301 |  |  |  |  | 29256.6301
WM-SL-3099 | #N/A | Gravity Main |  |  | PVC | 150 |  | GMPVC150 |  | 31.91 |  | 0 | 424.485 | 13545.3149 | 1 | 13545.3149 | 13% | 15306.2058 |  | 15306.2058 |  | Y | [5 empty] | 16150.8537 |  |  |  |  | 16150.8537 |  | 15306.2058 |  |  |  |  | 15306.2058
WM-SL-3100 | #N/A | Gravity Main |  |  | PVC | 150 |  | GMPVC150 |  | 45.7095 |  | 0 | 424.485 | 19402.995 | 1 | 19402.995 | 13% | 21925.3844 |  | 21925.3844 |  | Y | [5 empty] | 16150.8537 |  |  |  |  | 16150.8537 |  | 21925.3844 |  |  |  |  | 21925.3844
WM-SL-3101 | #N/A | Gravity Main |  |  | PVC | 150 |  | GMPVC150 |  | 34.1332 |  | 0 | 424.485 | 14489.0298 | 1 | 14489.0298 | 13% | 16372.6037 |  | 16372.6037 |  | Y | [5 empty] | 16150.8537 |  |  |  |  | 16150.8537 |  | 16372.6037 |  |  |  |  | 16372.6037
WM-SL-3104 | #N/A | Gravity Main |  |  | PVC | 150 |  | GMPVC150 |  | 23.6652 |  | 0 | 424.485 | 10045.5213 | 1 | 10045.5213 | 13% | 11351.4391 |  | 11351.4391 |  | Y | [5 empty] | 16150.8537 |  |  |  |  | 16150.8537 |  | 11351.4391 |  |  |  |  | 11351.4391
WM-SL-3105 | #N/A | Gravity Main |  |  | PVC | 150 |  | GMPVC150 |  | 26.8109 |  | 0 | 424.485 | 11380.8237 | 1 | 11380.8237 | 13% | 12860.3307 |  | 12860.3307 |  | Y | [5 empty] | 16150.8537 |  |  |  |  | 16150.8537 |  | 12860.3307 |  |  |  |  | 12860.3307
WM-SL-3106 | #N/A | Gravity Main |  |  | PVC | 150 |  | GMPVC150 |  | 72.1807 |  | 0 | 424.485 | 30639.6211 | 1 | 30639.6211 | 13% | 34622.7719 |  | 34622.7719 |  | Y | [5 empty] | 16150.8537 |  |  |  |  | 16150.8537 |  | 34622.7719 |  |  |  |  | 34622.7719
WM-SL-3107 | #N/A | Gravity Main |  |  | PVC | 150 |  | GMPVC150 |  | 43.5414 |  | 0 | 424.485 | 18482.6692 | 1 | 18482.6692 | 13% | 20885.4162 |  | 20885.4162 |  | Y | [5 empty] | 16150.8537 |  |  |  |  | 16150.8537 |  | 20885.4162 |  |  |  |  | 20885.4162
WM-SL-3108 | #N/A | Gravity Main |  |  | PVC | 150 |  | GMPVC150 |  | 55.6276 |  | 0 | 424.485 | 23613.0792 | 1 | 23613.0792 | 13% | 26682.7795 |  | 26682.7795 |  | Y | [5 empty] | 16150.8537 |  |  |  |  | 16150.8537 |  | 26682.7795 |  |  |  |  | 26682.7795
WM-SL-3109 | #N/A | Gravity Main |  |  | PVC | 150 |  | GMPVC150 |  | 14.5701 |  | 0 | 424.485 | 6184.7882 | 1 | 6184.7882 | 13% | 6988.8107 |  | 6988.8107 |  | Y | [5 empty] | 16150.8537 |  |  |  |  | 16150.8537 |  | 6988.8107 |  |  |  |  | 6988.8107
WM-SL-3110 | #N/A | Gravity Main |  |  | PVC | 150 |  | GMPVC150 |  | 15.6155 |  | 0 | 424.485 | 6628.5448 | 1 | 6628.5448 | 13% | 7490.2556 |  | 7490.2556 |  | Y | [5 empty] | 16150.8537 |  |  |  |  | 16150.8537 |  | 7490.2556 |  |  |  |  | 7490.2556
WM-SL-3209 | #N/A | Gravity Main |  |  | AC | 375 |  | GMAC375 |  | 129.832 |  | 0 | 906.0533 | 117634.7152 | 1 | 117634.7152 | 13% | 132927.2282 |  | 132927.2282 |  |  |  |  | Y | [5 empty] | 1722.8586 |  | 1722.8586 |  |  |  |  | 132927.2282 |  | 132927.2282
WM-SL-3210 | #N/A | Gravity Main |  |  | AC | 375 |  | GMAC375 |  | 124.713 |  | 0 | 906.0533 | 112996.6283 | 1 | 112996.6283 | 13% | 127686.1899 |  | 127686.1899 |  |  |  |  | Y | [5 empty] | 1722.8586 |  | 1722.8586 |  |  |  |  | 127686.1899 |  | 127686.1899
WM-SL-3211 | #N/A | Gravity Main |  |  | AC | 375 |  | GMAC375 |  | 74.2843 |  | 0 | 906.0533 | 67305.537 | 1 | 67305.537 | 13% | 76055.2568 |  | 76055.2568 |  |  |  |  | Y | [5 empty] | 1722.8586 |  | 1722.8586 |  |  |  |  | 76055.2568 |  | 76055.2568
WM-SL-3231 | #N/A | Gravity Main |  |  | AC | 300 |  | GMAC300 |  | 42.5918 |  | 0 | 761.4272 | 32430.5542 | 1 | 32430.5542 | 13% | 36646.5263 |  | 36646.5263 |  |  |  |  | Y | [5 empty] | 1722.8586 |  | 1722.8586 |  |  |  |  | 36646.5263 |  | 36646.5263
WM-SL-3232 | #N/A | Gravity Main |  |  | AC | 300 |  | GMAC300 |  | 59.9547 |  | 0 | 761.4272 | 45651.1383 | 1 | 45651.1383 | 13% | 51585.7862 |  | 51585.7862 |  |  |  |  | Y | [5 empty] | 1722.8586 |  | 1722.8586 |  |  |  |  | 51585.7862 |  | 51585.7862
WM-SL-3235 | #N/A | Gravity Main |  |  | AC | 225 |  | GMAC225 |  | 40.2824 |  | 0 | 626.0278 | 25217.9008 | 1 | 25217.9008 | 13% | 28496.2279 |  | 28496.2279 |  |  |  |  | Y | [5 empty] | 1722.8586 |  | 1722.8586 |  |  |  |  | 28496.2279 |  | 28496.2279
WM-SL-3236 | #N/A | Gravity Main |  |  | AC | 225 |  | GMAC225 |  | 24.481 |  | 0 | 626.0278 | 15325.7857 | 1 | 15325.7857 | 13% | 17318.1379 |  | 17318.1379 |  |  |  |  | Y | [5 empty] | 1722.8586 |  | 1722.8586 |  |  |  |  | 17318.1379 |  | 17318.1379
WM-SL-3237 | #N/A | Gravity Main |  |  | AC | 225 |  | GMAC225 |  | 35.2168 |  | 0 | 626.0278 | 22046.6946 | 1 | 22046.6946 | 13% | 24912.7649 |  | 24912.7649 |  |  |  |  | Y | [5 empty] | 1722.8586 |  | 1722.8586 |  |  |  |  | 24912.7649 |  | 24912.7649
WM-SL-3238 | #N/A | Gravity Main |  |  | AC | 225 |  | GMAC225 |  | 48.0576 |  | 0 | 626.0278 | 30085.3919 | 1 | 30085.3919 | 13% | 33996.4929 |  | 33996.4929 |  |  |  |  | Y | [5 empty] | 1722.8586 |  | 1722.8586 |  |  |  |  | 33996.4929 |  | 33996.4929
WM-SL-3239 | #N/A | Gravity Main |  |  | AC | 225 |  | GMAC225 |  | 40.7284 |  | 0 | 626.0278 | 25497.1092 | 1 | 25497.1092 | 13% | 28811.7334 |  | 28811.7334 |  |  |  |  | Y | [5 empty] | 1722.8586 |  | 1722.8586 |  |  |  |  | 28811.7334 |  | 28811.7334
WM-SL-3240 | #N/A | Gravity Main |  |  | AC | 225 |  | GMAC225 |  | 26.3527 |  | 0 | 626.0278 | 16497.5219 | 1 | 16497.5219 | 13% | 18642.1997 |  | 18642.1997 |  |  |  |  | Y | [5 empty] | 1722.8586 |  | 1722.8586 |  |  |  |  | 18642.1997 |  | 18642.1997
WM-SL-3241 | #N/A | Gravity Main |  |  | AC | 225 |  | GMAC225 |  | 27.0817 |  | 0 | 626.0278 | 16953.8961 | 1 | 16953.8961 | 13% | 19157.9026 |  | 19157.9026 |  |  |  |  | Y | [5 empty] | 1722.8586 |  | 1722.8586 |  |  |  |  | 19157.9026 |  | 19157.9026
WM-SL-3242 | #N/A | Gravity Main |  |  | AC | 225 |  | GMAC225 |  | 29.166 |  | 0 | 626.0278 | 18258.7258 | 1 | 18258.7258 | 13% | 20632.3601 |  | 20632.3601 |  |  |  |  | Y | [5 empty] | 1722.8586 |  | 1722.8586 |  |  |  |  | 20632.3601 |  | 20632.3601
WM-SL-3243 | #N/A | Gravity Main |  |  | AC | 225 |  | GMAC225 |  | 23.7536 |  | 0 | 626.0278 | 14870.4131 | 1 | 14870.4131 | 13% | 16803.5668 |  | 16803.5668 |  |  |  |  | Y | [5 empty] | 1722.8586 |  | 1722.8586 |  |  |  |  | 16803.5668 |  | 16803.5668
WM-SL-3244 | #N/A | Gravity Main |  |  | AC | 225 |  | GMAC225 |  | 25.6971 |  | 0 | 626.0278 | 16087.0981 | 1 | 16087.0981 | 13% | 18178.4208 |  | 18178.4208 |  |  |  |  | Y | [5 empty] | 1722.8586 |  | 1722.8586 |  |  |  |  | 18178.4208 |  | 18178.4208
WM-SL-3245 | #N/A | Gravity Main |  |  | AC | 225 |  | GMAC225 |  | 38.9275 |  | 0 | 626.0278 | 24369.6958 | 1 | 24369.6958 | 13% | 27537.7563 |  | 27537.7563 |  |  |  |  | Y | [5 empty] | 1722.8586 |  | 1722.8586 |  |  |  |  | 27537.7563 |  | 27537.7563
WM-SL-3246 | #N/A | Gravity Main |  |  | AC | 225 |  | GMAC225 |  | 59.2507 |  | 0 | 626.0278 | 37092.5833 | 1 | 37092.5833 | 13% | 41914.6191 |  | 41914.6191 |  |  |  |  | Y | [5 empty] | 1722.8586 |  | 1722.8586 |  |  |  |  | 41914.6191 |  | 41914.6191
WM-SL-3247 | #N/A | Gravity Main |  |  | AC | 225 |  | GMAC225 |  | 38.6886 |  | 0 | 626.0278 | 24220.1378 | 1 | 24220.1378 | 13% | 27368.7557 |  | 27368.7557 |  |  |  |  | Y | [5 empty] | 1722.8586 |  | 1722.8586 |  |  |  |  | 27368.7557 |  | 27368.7557
WM-SL-3270 | #N/A | Gravity Main |  |  | AC | 225 |  | GMAC225 |  | 33.5925 |  | 0 | 626.0278 | 21029.8377 | 1 | 21029.8377 | 13% | 23763.7166 |  | 23763.7166 |  |  |  |  | Y | [5 empty] | 1722.8586 |  | 1722.8586 |  |  |  |  | 23763.7166 |  | 23763.7166
WM-SL-3271 | #N/A | Gravity Main |  |  | AC | 225 |  | GMAC225 |  | 50.9119 |  | 0 | 626.0278 | 31872.263 | 1 | 31872.263 | 13% | 36015.6571 |  | 36015.6571 |  |  |  |  | Y | [5 empty] | 1722.8586 |  | 1722.8586 |  |  |  |  | 36015.6571 |  | 36015.6571
WM-SL-3316 | #N/A | Gravity Main |  |  | AC | 375 |  | GMAC375 |  | 63.8644 |  | 0 | 906.0533 | 57864.5519 | 1 | 57864.5519 | 13% | 65386.9437 |  | 65386.9437 |  |  |  |  | Y | [5 empty] | 1722.8586 |  | 1722.8586 |  |  |  |  | 65386.9437 |  | 65386.9437
WM-SL-3317 | #N/A | Gravity Main |  |  | AC | 375 |  | GMAC375 |  | 88.206 |  | 0 | 906.0533 | 79919.3395 | 1 | 79919.3395 | 13% | 90308.8537 |  | 90308.8537 |  |  |  |  | Y | [5 empty] | 1722.8586 |  | 1722.8586 |  |  |  |  | 90308.8537 |  | 90308.8537
WM-SL-3318 | #N/A | Gravity Main |  |  | AC | 150 |  | GMAC150 |  | 49.0352 |  | 0 | 424.485 | 20814.7046 | 1 | 20814.7046 | 13% | 23520.6162 |  | 23520.6162 |  |  |  |  | Y | [5 empty] | 1722.8586 |  | 1722.8586 |  |  |  |  | 23520.6162 |  | 23520.6162
WM-SL-3319 | #N/A | Gravity Main |  |  | AC | 150 |  | GMAC150 |  | 89.8622 |  | 0 | 424.485 | 38145.1519 | 1 | 38145.1519 | 13% | 43104.0216 |  | 43104.0216 |  |  |  |  | Y | [5 empty] | 1722.8586 |  | 1722.8586 |  |  |  |  | 43104.0216 |  | 43104.0216
WM-SL-3320 | #N/A | Gravity Main |  |  | AC | 375 |  | GMAC375 |  | 96.5109 |  | 0 | 906.0533 | 87444.0218 | 1 | 87444.0218 | 13% | 98811.7446 |  | 98811.7446 |  |  |  |  | Y | [5 empty] | 1722.8586 |  | 1722.8586 |  |  |  |  | 98811.7446 |  | 98811.7446
WM-SL-3329 | #N/A | Gravity Main |  |  | AC | 150 |  | GMAC150 |  | 44.1163 |  | 0 | 424.485 | 18726.7056 | 1 | 18726.7056 | 13% | 21161.1773 |  | 21161.1773 |  |  |  |  | Y | [5 empty] | 1722.8586 |  | 1722.8586 |  |  |  |  | 21161.1773 |  | 21161.1773
WM-SL-3330 | #N/A | Gravity Main |  |  | AC | 150 |  | GMAC150 |  | 76.0527 |  | 0 | 424.485 | 32283.2269 | 1 | 32283.2269 | 13% | 36480.0464 |  | 36480.0464 |  |  |  |  | Y | [5 empty] | 1722.8586 |  | 1722.8586 |  |  |  |  | 36480.0464 |  | 36480.0464
WM-SL-3331 | #N/A | Gravity Main |  |  | AC | 150 |  | GMAC150 |  | 16.6208 |  | 0 | 424.485 | 7055.2795 | 1 | 7055.2795 | 13% | 7972.4659 |  | 7972.4659 |  |  |  |  | Y | [5 empty] | 1722.8586 |  | 1722.8586 |  |  |  |  | 7972.4659 |  | 7972.4659
WM-SL-3332 | #N/A | Gravity Main |  |  | AC | 150 |  | GMAC150 |  | 72.9917 |  | 0 | 424.485 | 30983.8784 | 1 | 30983.8784 | 13% | 35011.7826 |  | 35011.7826 |  |  |  |  | Y | [5 empty] | 1722.8586 |  | 1722.8586 |  |  |  |  | 35011.7826 |  | 35011.7826
WM-SL-3333 | #N/A | Gravity Main |  |  | AC | 150 |  | GMAC150 |  | 74.668 |  | 0 | 424.485 | 31695.4426 | 1 | 31695.4426 | 13% | 35815.8501 |  | 35815.8501 |  |  |  |  | Y | [5 empty] | 1722.8586 |  | 1722.8586 |  |  |  |  | 35815.8501 |  | 35815.8501
WM-SL-3334 | #N/A | Gravity Main |  |  | AC | 150 |  | GMAC150 |  | 79.1609 |  | 0 | 424.485 | 33602.611 | 1 | 33602.611 | 13% | 37970.9504 |  | 37970.9504 |  |  |  |  | Y | [5 empty] | 1722.8586 |  | 1722.8586 |  |  |  |  | 37970.9504 |  | 37970.9504
WM-SL-3335 | #N/A | Gravity Main |  |  | AC | 150 |  | GMAC150 |  | 28.7058 |  | 0 | 424.485 | 12185.1802 | 1 | 12185.1802 | 13% | 13769.2536 |  | 13769.2536 |  |  |  |  | Y | [5 empty] | 1722.8586 |  | 1722.8586 |  |  |  |  | 13769.2536 |  | 13769.2536
WM-SL-3342 | #N/A | Gravity Main |  |  | AC | 150 |  | GMAC150 |  | 55.3605 |  | 0 | 424.485 | 23499.6993 | 1 | 23499.6993 | 13% | 26554.6602 |  | 26554.6602 |  |  |  |  | Y | [5 empty] | 1722.8586 |  | 1722.8586 |  |  |  |  | 26554.6602 |  | 26554.6602
WM-SL-3343 | #N/A | Gravity Main |  |  | AC | 150 |  | GMAC150 |  | 88.28 |  | 0 | 424.485 | 37473.5318 | 1 | 37473.5318 | 13% | 42345.0909 |  | 42345.0909 |  |  |  |  | Y | [5 empty] | 1722.8586 |  | 1722.8586 |  |  |  |  | 42345.0909 |  | 42345.0909
WM-SL-3344 | #N/A | Gravity Main |  |  | AC | 150 |  | GMAC150 |  | 78.1425 |  | 0 | 424.485 | 33170.3155 | 1 | 33170.3155 | 13% | 37482.4566 |  | 37482.4566 |  |  |  |  | Y | [5 empty] | 1722.8586 |  | 1722.8586 |  |  |  |  | 37482.4566 |  | 37482.4566
WM-SL-3345 | #N/A | Gravity Main |  |  | AC | 150 |  | GMAC150 |  | 66.0499 |  | 0 | 424.485 | 28037.1888 | 1 | 28037.1888 | 13% | 31682.0233 |  | 31682.0233 |  |  |  |  | Y | [5 empty] | 1722.8586 |  | 1722.8586 |  |  |  |  | 31682.0233 |  | 31682.0233
WM-SL-3346 | #N/A | Gravity Main |  |  | AC | 150 |  | GMAC150 |  | 53.9482 |  | 0 | 424.485 | 22900.1992 | 1 | 22900.1992 | 13% | 25877.2251 |  | 25877.2251 |  |  |  |  | Y | [5 empty] | 1722.8586 |  | 1722.8586 |  |  |  |  | 25877.2251 |  | 25877.2251
WM-SL-3347 | #N/A | Gravity Main |  |  | AC | 150 |  | GMAC150 |  | 56.6283 |  | 0 | 424.485 | 24037.8613 | 1 | 24037.8613 | 13% | 27162.7833 |  | 27162.7833 |  |  |  |  | Y | [5 empty] | 1722.8586 |  | 1722.8586 |  |  |  |  | 27162.7833 |  | 27162.7833
WM-SL-3348 | #N/A | Gravity Main |  |  | AC | 150 |  | GMAC150 |  | 71.3323 |  | 0 | 424.485 | 30279.4881 | 1 | 30279.4881 | 13% | 34215.8216 |  | 34215.8216 |  |  |  |  | Y | [5 empty] | 1722.8586 |  | 1722.8586 |  |  |  |  | 34215.8216 |  | 34215.8216
WM-SL-3349 | #N/A | Gravity Main |  |  | AC | 150 |  | GMAC150 |  | 86.7936 |  | 0 | 424.485 | 36842.5773 | 1 | 36842.5773 | 13% | 41632.1124 |  | 41632.1124 |  |  |  |  | Y | [5 empty] | 1722.8586 |  | 1722.8586 |  |  |  |  | 41632.1124 |  | 41632.1124
WM-SL-3350 | #N/A | Gravity Main |  |  | AC | 150 |  | GMAC150 |  | 57.5713 |  | 0 | 424.485 | 24438.1506 | 1 | 24438.1506 | 13% | 27615.1102 |  | 27615.1102 |  |  |  |  | Y | [5 empty] | 1722.8586 |  | 1722.8586 |  |  |  |  | 27615.1102 |  | 27615.1102
WM-SL-3422 | #N/A | Gravity Main |  |  | AC | 150 |  | GMAC150 |  | 38.666 |  | 0 | 424.485 | 16413.1352 | 1 | 16413.1352 | 13% | 18546.8428 |  | 18546.8428 |  |  |  |  | Y | [5 empty] | 1722.8586 |  | 1722.8586 |  |  |  |  | 18546.8428 |  | 18546.8428
WM-SL-3423 | #N/A | Gravity Main |  |  | AC | 150 |  | GMAC150 |  | 35.3589 |  | 0 | 424.485 | 15009.321 | 1 | 15009.321 | 13% | 16960.5328 |  | 16960.5328 |  |  |  |  | Y | [5 empty] | 1722.8586 |  | 1722.8586 |  |  |  |  | 16960.5328 |  | 16960.5328
WM-SL-3424 | #N/A | Gravity Main |  |  | AC | 150 |  | GMAC150 |  | 36.5028 |  | 0 | 424.485 | 15494.8894 | 1 | 15494.8894 | 13% | 17509.225 |  | 17509.225 |  |  |  |  | Y | [5 empty] | 1722.8586 |  | 1722.8586 |  |  |  |  | 17509.225 |  | 17509.225
WM-SL-3425 | #N/A | Gravity Main |  |  | AC | 150 |  | GMAC150 |  | 31.8803 |  | 0 | 424.485 | 13532.7077 | 1 | 13532.7077 | 13% | 15291.9597 |  | 15291.9597 |  |  |  |  | Y | [5 empty] | 1722.8586 |  | 1722.8586 |  |  |  |  | 15291.9597 |  | 15291.9597
WM-SL-3426 | #N/A | Gravity Main |  |  | AC | 150 |  | GMAC150 |  | 23.5008 |  | 0 | 424.485 | 9975.736 | 1 | 9975.736 | 13% | 11272.5817 |  | 11272.5817 |  |  |  |  | Y | [5 empty] | 1722.8586 |  | 1722.8586 |  |  |  |  | 11272.5817 |  | 11272.5817
WM-SL-3429 | #N/A | Gravity Main |  |  | AC | 150 |  | GMAC150 |  | 70.3636 |  | 0 | 424.485 | 29868.2895 | 1 | 29868.2895 | 13% | 33751.1672 |  | 33751.1672 |  |  |  |  | Y | [5 empty] | 1722.8586 |  | 1722.8586 |  |  |  |  | 33751.1672 |  | 33751.1672
WM-SL-3439 | #N/A | Gravity Main |  |  | AC | 150 |  | GMAC150 |  | 47.8096 |  | 0 | 424.485 | 20294.4559 | 1 | 20294.4559 | 13% | 22932.7351 |  | 22932.7351 |  |  |  |  | Y | [5 empty] | 1722.8586 |  | 1722.8586 |  |  |  |  | 22932.7351 |  | 22932.7351
WM-SL-3440 | #N/A | Gravity Main |  |  | AC | 150 |  | GMAC150 |  | 35.6221 |  | 0 | 424.485 | 15121.0455 | 1 | 15121.0455 | 13% | 17086.7814 |  | 17086.7814 |  |  |  |  | Y | [5 empty] | 1722.8586 |  | 1722.8586 |  |  |  |  | 17086.7814 |  | 17086.7814
WM-SL-3457 | #N/A | Gravity Main |  |  | AC | 150 |  | GMAC150 |  | 61.7139 |  | 0 | 424.485 | 26196.622 | 1 | 26196.622 | 13% | 29602.1829 |  | 29602.1829 |  |  |  |  | Y | [5 empty] | 1722.8586 |  | 1722.8586 |  |  |  |  | 29602.1829 |  | 29602.1829
WM-SL-3459 | #N/A | Gravity Main |  |  | AC | 225 |  | GMAC225 |  | 29.3973 |  | 0 | 626.0278 | 18403.526 | 1 | 18403.526 | 13% | 20795.9844 |  | 20795.9844 |  |  |  |  | Y | [5 empty] | 1722.8586 |  | 1722.8586 |  |  |  |  | 20795.9844 |  | 20795.9844
WM-SL-3461 | #N/A | Gravity Main |  |  | AC | 225 |  | GMAC225 |  | 33.0468 |  | 0 | 626.0278 | 20688.2143 | 1 | 20688.2143 | 13% | 23377.6822 |  | 23377.6822 |  |  |  |  | Y | [5 empty] | 1722.8586 |  | 1722.8586 |  |  |  |  | 23377.6822 |  | 23377.6822
WM-SL-3462 | #N/A | Gravity Main |  |  | AC | 225 |  | GMAC225 |  | 65.3523 |  | 0 | 626.0278 | 40912.3543 | 1 | 40912.3543 | 13% | 46230.9603 |  | 46230.9603 |  |  |  |  | Y | [5 empty] | 1722.8586 |  | 1722.8586 |  |  |  |  | 46230.9603 |  | 46230.9603
WM-SL-3488 | #N/A | Gravity Main |  |  | AC | 150 |  | GMAC150 |  | 64.6919 |  | 0 | 424.485 | 27460.7382 | 1 | 27460.7382 | 13% | 31030.6342 |  | 31030.6342 |  |  |  |  | Y | [5 empty] | 1722.8586 |  | 1722.8586 |  |  |  |  | 31030.6342 |  | 31030.6342
WM-SL-3531 | #N/A | Gravity Main |  |  | AC | 225 |  | GMAC225 |  | 68.5454 |  | 0 | 626.0278 | 42911.3235 | 1 | 42911.3235 | 13% | 48489.7956 |  | 48489.7956 |  |  |  |  | Y | [5 empty] | 1722.8586 |  | 1722.8586 |  |  |  |  | 48489.7956 |  | 48489.7956
WM-SL-3532 | #N/A | Gravity Main |  |  | AC | 225 |  | GMAC225 |  | 57.1359 |  | 0 | 626.0278 | 35768.6598 | 1 | 35768.6598 | 13% | 40418.5855 |  | 40418.5855 |  |  |  |  | Y | [5 empty] | 1722.8586 |  | 1722.8586 |  |  |  |  | 40418.5855 |  | 40418.5855
WM-SL-3534 | #N/A | Gravity Main |  |  | AC | 225 |  | GMAC225 |  | 42.737 |  | 0 | 626.0278 | 26754.5486 | 1 | 26754.5486 | 13% | 30232.6399 |  | 30232.6399 |  |  |  |  | Y | [5 empty] | 1722.8586 |  | 1722.8586 |  |  |  |  | 30232.6399 |  | 30232.6399
WM-SL-3540 | #N/A | Gravity Main |  |  | AC | 150 |  | GMAC150 |  | 36.9681 |  | 0 | 424.485 | 15692.4022 | 1 | 15692.4022 | 13% | 17732.4145 |  | 17732.4145 |  |  |  |  | Y | [5 empty] | 1722.8586 |  | 1722.8586 |  |  |  |  | 17732.4145 |  | 17732.4145
WM-SL-3543 | #N/A | Gravity Main |  |  | AC | 225 |  | GMAC225 |  | 41.8971 |  | 0 | 626.0278 | 26228.7479 | 1 | 26228.7479 | 13% | 29638.4851 |  | 29638.4851 |  |  |  |  | Y | [5 empty] | 1722.8586 |  | 1722.8586 |  |  |  |  | 29638.4851 |  | 29638.4851
WM-SL-3544 | #N/A | Gravity Main |  |  | AC | 150 |  | GMAC150 |  | 46.8354 |  | 0 | 424.485 | 19880.9226 | 1 | 19880.9226 | 13% | 22465.4426 |  | 22465.4426 |  |  |  |  | Y | [5 empty] | 1722.8586 |  | 1722.8586 |  |  |  |  | 22465.4426 |  | 22465.4426
WM-SL-3590 | #N/A | Gravity Main |  |  | Unknown | 225 |  | GM225 |  | 23.7406 |  | 0 | 626.0278 | 14862.2748 | 1 | 14862.2748 | 13% | 16794.3705 |  | 16794.3705 | [5 empty] | Y | [5 empty] | 1398.8709 | 1398.8709 | [5 empty] | 16794.3705 | 16794.3705
WM-SL-3591 | #N/A | Gravity Main |  |  | Unknown | 225 |  | GM225 |  | 128.384 |  | 0 | 626.0278 | 80371.9486 | 1 | 80371.9486 | 13% | 90820.3019 |  | 90820.3019 | [5 empty] | Y | [5 empty] | 1398.8709 | 1398.8709 | [5 empty] | 90820.3019 | 90820.3019
WM-SL-3599 | #N/A | Gravity Main |  |  | Unknown | 225 |  | GM225 |  | 34.1565 |  | 0 | 626.0278 | 21382.9173 | 1 | 21382.9173 | 13% | 24162.6966 |  | 24162.6966 | [5 empty] | Y | [5 empty] | 1398.8709 | 1398.8709 | [5 empty] | 24162.6966 | 24162.6966
WM-SL-3600 | #N/A | Gravity Main |  |  | Unknown | 225 |  | GM225 |  | 7.7442 |  | 0 | 626.0278 | 4848.0529 | 1 | 4848.0529 | 13% | 5478.2998 |  | 5478.2998 | [5 empty] | Y | [5 empty] | 1398.8709 | 1398.8709 | [5 empty] | 5478.2998 | 5478.2998
WM-SL-3601 | #N/A | Gravity Main |  |  | Unknown | 225 |  | GM225 |  | 89.8531 |  | 0 | 626.0278 | 56250.5353 | 1 | 56250.5353 | 13% | 63563.1049 |  | 63563.1049 | [5 empty] | Y | [5 empty] | 1398.8709 | 1398.8709 | [5 empty] | 63563.1049 | 63563.1049
WM-SL-3602 | #N/A | Gravity Main |  |  | Unknown | 225 |  | GM225 |  | 84.882 |  | 0 | 626.0278 | 53138.4887 | 1 | 53138.4887 | 13% | 60046.4923 |  | 60046.4923 | [5 empty] | Y | [5 empty] | 1398.8709 | 1398.8709 | [5 empty] | 60046.4923 | 60046.4923
WM-SL-3640 | #N/A | Gravity Main |  |  | Unknown | 0 |  | GM0 |  | 63.4746 |  | 0 | 424.485 | 26944.0127 | 1 | 26944.0127 | 13% | 30446.7343 |  | 30446.7343 | [5 empty] | Y | [5 empty] | 1398.8709 | 1398.8709 | [5 empty] | 30446.7343 | 30446.7343
WM-SL-3641 | #N/A | Gravity Main |  |  | Unknown | 0 |  | GM0 |  | 44.9445 |  | 0 | 424.485 | 19078.264 | 1 | 19078.264 | 13% | 21558.4383 |  | 21558.4383 | [5 empty] | Y | [5 empty] | 1398.8709 | 1398.8709 | [5 empty] | 21558.4383 | 21558.4383
WM-SL-3642 | #N/A | Gravity Main |  |  | Unknown | 0 |  | GM0 |  | 22.7051 |  | 0 | 424.485 | 9637.9733 | 1 | 9637.9733 | 13% | 10890.9099 |  | 10890.9099 | [5 empty] | Y | [5 empty] | 1398.8709 | 1398.8709 | [5 empty] | 10890.9099 | 10890.9099
WM-SL-3643 | #N/A | Gravity Main |  |  | Unknown | 0 |  | GM0 |  | 81.543 |  | 0 | 424.485 | 34613.7766 | 1 | 34613.7766 | 13% | 39113.5676 |  | 39113.5676 | [5 empty] | Y | [5 empty] | 1398.8709 | 1398.8709 | [5 empty] | 39113.5676 | 39113.5676
WM-SL-3644 | #N/A | Gravity Main |  |  | Unknown | 0 |  | GM0 |  | 83.9635 |  | 0 | 424.485 | 35641.2425 | 1 | 35641.2425 | 13% | 40274.604 |  | 40274.604 | [5 empty] | Y | [5 empty] | 1398.8709 | 1398.8709 | [5 empty] | 40274.604 | 40274.604
WM-SL-3650 | #N/A | Gravity Main |  |  | Unknown | 225 |  | GM225 |  | 130.476 |  | 0 | 626.0278 | 81681.5986 | 1 | 81681.5986 | 13% | 92300.2065 |  | 92300.2065 | [5 empty] | Y | [5 empty] | 1398.8709 | 1398.8709 | [5 empty] | 92300.2065 | 92300.2065
WM-SL-3651 | #N/A | Gravity Main |  |  | Unknown | 225 |  | GM225 |  | 130.134 |  | 0 | 626.0278 | 81467.4971 | 1 | 81467.4971 | 13% | 92058.2718 |  | 92058.2718 | [5 empty] | Y | [5 empty] | 1398.8709 | 1398.8709 | [5 empty] | 92058.2718 | 92058.2718
WM-SL-3724 | #N/A | Gravity Main |  |  | AC | 225 |  | GMAC225 |  | 49.8514 |  | 0 | 626.0278 | 31208.3605 | 1 | 31208.3605 | 13% | 35265.4474 |  | 35265.4474 |  | Y | [5 empty] | 16150.8537 |  |  |  |  | 16150.8537 |  | 35265.4474 |  |  |  |  | 35265.4474
WM-SL-3725 | #N/A | Gravity Main |  |  | AC | 375 |  | GMAC375 |  | 64.5364 |  | 0 | 906.0533 | 58473.4198 | 1 | 58473.4198 | 13% | 66074.9643 |  | 66074.9643 |  | Y | [5 empty] | 16150.8537 |  |  |  |  | 16150.8537 |  | 66074.9643 |  |  |  |  | 66074.9643
WM-SL-3726 | #N/A | Gravity Main |  |  | AC | 375 |  | GMAC375 |  | 16.4733 |  | 0 | 906.0533 | 14925.6882 | 1 | 14925.6882 | 13% | 16866.0277 |  | 16866.0277 |  | Y | [5 empty] | 16150.8537 |  |  |  |  | 16150.8537 |  | 16866.0277 |  |  |  |  | 16866.0277
WM-SL-3727 | #N/A | Gravity Main |  |  | Unknown | 375 |  | GM375 |  | 87.8517 |  | 0 | 906.0533 | 79598.3248 | 1 | 79598.3248 | 13% | 89946.1071 |  | 89946.1071 |  |  |  |  | Y | [5 empty] | 1722.8586 |  | 1722.8586 |  |  |  |  | 89946.1071 |  | 89946.1071
WM-SL-1768 | #N/A | Gravity Main |  |  | AC | 225 |  | GMAC225 |  | 56.759 |  | 0 | 626.0278 | 35532.7099 | 1 | 35532.7099 | 13% | 40151.9622 |  | 40151.9622 |  |  |  | Y | [5 empty] | 4804.0114 |  |  | 4804.0114 |  |  |  | 40151.9622 |  |  | 40151.9622
WM-SL-3125 | #N/A | Gravity Main |  |  | AC | 225 |  | GMAC225 |  | 32.8765 |  | 0 | 626.0278 | 20581.6018 | 1 | 20581.6018 | 13% | 23257.21 |  | 23257.21 |  |  |  | Y | [5 empty] | 4804.0114 |  |  | 4804.0114 |  |  |  | 23257.21 |  |  | 23257.21
WC-SL-35 | #N/A | Gravity Main |  |  | PVC | 150 |  | GMPVC150 |  | 39.4837 |  | 0 | 424.485 | 16760.2366 | 1 | 16760.2366 | 13% | 18939.0673 |  | 18939.0673 |  | Y | [5 empty] | 16150.8537 |  |  |  |  | 16150.8537 |  | 18939.0673 |  |  |  |  | 18939.0673
WC-SL-34 | #N/A | Gravity Main |  |  | PVC | 150 |  | GMPVC150 |  | 75.5237 |  | 0 | 424.485 | 32058.6743 | 1 | 32058.6743 | 13% | 36226.302 |  | 36226.302 |  | Y | [5 empty] | 16150.8537 |  |  |  |  | 16150.8537 |  | 36226.302 |  |  |  |  | 36226.302
WC-SL-33 | #N/A | Gravity Main |  |  | PVC | 150 |  | GMPVC150 |  | 74.7317 |  | 0 | 424.485 | 31722.4823 | 1 | 31722.4823 | 13% | 35846.4049 |  | 35846.4049 |  | Y | [5 empty] | 16150.8537 |  |  |  |  | 16150.8537 |  | 35846.4049 |  |  |  |  | 35846.4049
WC-SL-32 | #N/A | Gravity Main |  |  | PVC | 150 |  | GMPVC150 |  | 67.7142 |  | 0 | 424.485 | 28743.6591 | 1 | 28743.6591 | 13% | 32480.3348 |  | 32480.3348 |  | Y | [5 empty] | 16150.8537 |  |  |  |  | 16150.8537 |  | 32480.3348 |  |  |  |  | 32480.3348
WC-SL-41 | #N/A | Gravity Main |  |  | PVC | 150 |  | GMPVC150 |  | 38.7693 |  | 0 | 424.485 | 16456.9845 | 1 | 16456.9845 | 13% | 18596.3925 |  | 18596.3925 |  | Y | [5 empty] | 16150.8537 |  |  |  |  | 16150.8537 |  | 18596.3925 |  |  |  |  | 18596.3925
WM-SL-3823 | #N/A | Gravity Main |  |  | uPVC | 150 |  | GMuPVC150 |  | 62.9012 |  | 0 | 424.485 | 26700.613 | 1 | 26700.613 | 13% | 30171.6927 |  | 30171.6927 |  | Y | [5 empty] | 16150.8537 |  |  |  |  | 16150.8537 |  | 30171.6927 |  |  |  |  | 30171.6927
WM-SL-3824 | #N/A | Gravity Main |  |  | uPVC | 150 |  | GMuPVC150 |  | 19.4621 |  | 0 | 424.485 | 8261.3686 | 1 | 8261.3686 | 13% | 9335.3465 |  | 9335.3465 |  | Y | [5 empty] | 16150.8537 |  |  |  |  | 16150.8537 |  | 9335.3465 |  |  |  |  | 9335.3465
WM-SL-3825 | #N/A | Gravity Main |  |  | uPVC | 150 |  | GMuPVC150 |  | 28.9729 |  | 0 | 424.485 | 12298.5601 | 1 | 12298.5601 | 13% | 13897.3729 |  | 13897.3729 |  | Y | [5 empty] | 16150.8537 |  |  |  |  | 16150.8537 |  | 13897.3729 |  |  |  |  | 13897.3729
WM-SL-3826 | #N/A | Gravity Main |  |  | uPVC | 150 |  | GMuPVC150 |  | 32.0695 |  | 0 | 424.485 | 13613.0202 | 1 | 13613.0202 | 13% | 15382.7129 |  | 15382.7129 |  | Y | [5 empty] | 16150.8537 |  |  |  |  | 16150.8537 |  | 15382.7129 |  |  |  |  | 15382.7129
WM-SL-3831 | #N/A | Gravity Main |  |  | uPVC | 150 |  | GMuPVC150 |  | 20.4589 |  | 0 | 424.485 | 8684.4952 | 1 | 8684.4952 | 13% | 9813.4796 |  | 9813.4796 |  | Y | [5 empty] | 16150.8537 |  |  |  |  | 16150.8537 |  | 9813.4796 |  |  |  |  | 9813.4796
WM-SL-3839 | #N/A | Gravity Main |  |  | uPVC | 150 |  | GMuPVC150 |  | 24.3274 |  | 0 | 424.485 | 10326.6153 | 1 | 10326.6153 | 13% | 11669.0753 |  | 11669.0753 |  | Y | [5 empty] | 16150.8537 |  |  |  |  | 16150.8537 |  | 11669.0753 |  |  |  |  | 11669.0753
WM-SL-3847 | #N/A | Gravity Main |  |  | uPVC | 150 |  | GMuPVC150 |  | 50.1434 |  | 0 | 424.485 | 21285.1189 | 1 | 21285.1189 | 13% | 24052.1843 |  | 24052.1843 |  | Y | [5 empty] | 16150.8537 |  |  |  |  | 16150.8537 |  | 24052.1843 |  |  |  |  | 24052.1843
WM-SL-3848 | #N/A | Gravity Main |  |  | uPVC | 150 |  | GMuPVC150 |  | 37.2849 |  | 0 | 424.485 | 15826.8791 | 1 | 15826.8791 | 13% | 17884.3733 |  | 17884.3733 |  | Y | [5 empty] | 16150.8537 |  |  |  |  | 16150.8537 |  | 17884.3733 |  |  |  |  | 17884.3733
WM-SL-3849 | #N/A | Gravity Main |  |  | uPVC | 150 |  | GMuPVC150 |  | 67.1184 |  | 0 | 424.485 | 28490.751 | 1 | 28490.751 | 13% | 32194.5486 |  | 32194.5486 |  | Y | [5 empty] | 16150.8537 |  |  |  |  | 16150.8537 |  | 32194.5486 |  |  |  |  | 32194.5486
WM-SL-3850 | #N/A | Gravity Main |  |  | uPVC | 150 |  | GMuPVC150 |  | 19.3059 |  | 0 | 424.485 | 8195.0641 | 1 | 8195.0641 | 13% | 9260.4224 |  | 9260.4224 |  | Y | [5 empty] | 16150.8537 |  |  |  |  | 16150.8537 |  | 9260.4224 |  |  |  |  | 9260.4224
WM-SL-3853 | #N/A | Gravity Main |  |  | uPVC | 150 |  | GMuPVC150 |  | 34.9273 |  | 0 | 424.485 | 14826.1133 | 1 | 14826.1133 | 13% | 16753.5081 |  | 16753.5081 |  | Y | [5 empty] | 16150.8537 |  |  |  |  | 16150.8537 |  | 16753.5081 |  |  |  |  | 16753.5081
WM-SL-3854 | #N/A | Gravity Main |  |  | uPVC | 150 |  | GMuPVC150 |  | 80.1701 |  | 0 | 424.485 | 34031.0012 | 1 | 34031.0012 | 13% | 38455.0314 |  | 38455.0314 |  | Y | [5 empty] | 16150.8537 |  |  |  |  | 16150.8537 |  | 38455.0314 |  |  |  |  | 38455.0314
WM-SL-3867 | #N/A | Gravity Main |  |  | AC | 225 |  | GMAC225 |  | 43.5806 |  | 0 | 626.0278 | 27282.6656 | 1 | 27282.6656 | 13% | 30829.4121 |  | 30829.4121 |  | Y | [5 empty] | 16150.8537 |  |  |  |  | 16150.8537 |  | 30829.4121 |  |  |  |  | 30829.4121
WM-SL-3868 | #N/A | Gravity Main |  |  | AC | 225 |  | GMAC225 |  | 89.5137 |  | 0 | 626.0278 | 56038.0615 | 1 | 56038.0615 | 13% | 63323.0095 |  | 63323.0095 |  | Y | [5 empty] | 16150.8537 |  |  |  |  | 16150.8537 |  | 63323.0095 |  |  |  |  | 63323.0095
WM-SL-3869 | #N/A | Gravity Main |  |  | AC | 225 |  | GMAC225 |  | 86.4738 |  | 0 | 626.0278 | 54134.9997 | 1 | 54134.9997 | 13% | 61172.5497 |  | 61172.5497 |  | Y | [5 empty] | 16150.8537 |  |  |  |  | 16150.8537 |  | 61172.5497 |  |  |  |  | 61172.5497
WM-SL-3870 | #N/A | Gravity Main |  |  | AC | 225 |  | GMAC225 |  | 85.4173 |  | 0 | 626.0278 | 53473.6014 | 1 | 53473.6014 | 13% | 60425.1696 |  | 60425.1696 |  | Y | [5 empty] | 16150.8537 |  |  |  |  | 16150.8537 |  | 60425.1696 |  |  |  |  | 60425.1696
WM-SL-3871 | #N/A | Gravity Main |  |  | AC | 0 |  | GMAC0 |  | 57.6009 |  | 0 | 424.485 | 24450.7154 | 1 | 24450.7154 | 13% | 27629.3084 |  | 27629.3084 |  | Y | [5 empty] | 16150.8537 |  |  |  |  | 16150.8537 |  | 27629.3084 |  |  |  |  | 27629.3084
WM-SL-3872 | #N/A | Gravity Main |  |  | AC | 0 |  | GMAC0 |  | 7.8142 |  | 0 | 424.485 | 3316.9976 | 1 | 3316.9976 | 13% | 3748.2073 |  | 3748.2073 |  | Y | [5 empty] | 16150.8537 |  |  |  |  | 16150.8537 |  | 3748.2073 |  |  |  |  | 3748.2073
WM-SL-3873 | #N/A | Gravity Main |  |  | AC | 225 |  | GMAC225 |  | 66.9772 |  | 0 | 626.0278 | 41929.5868 | 1 | 41929.5868 | 13% | 47380.4331 |  | 47380.4331 |  | Y | [5 empty] | 16150.8537 |  |  |  |  | 16150.8537 |  | 47380.4331 |  |  |  |  | 47380.4331
WM-SL-3874 | #N/A | Gravity Main |  |  | AC | 225 |  | GMAC225 |  | 72.5284 |  | 0 | 626.0278 | 45404.7921 | 1 | 45404.7921 | 13% | 51307.4151 |  | 51307.4151 |  | Y | [5 empty] | 16150.8537 |  |  |  |  | 16150.8537 |  | 51307.4151 |  |  |  |  | 51307.4151
WM-SL-3875 | #N/A | Gravity Main |  |  | Unknown | 225 |  | GM225 |  | 64.7951 |  | 0 | 626.0278 | 40563.5316 | 1 | 40563.5316 | 13% | 45836.7907 |  | 45836.7907 |  | Y | [5 empty] | 16150.8537 |  |  |  |  | 16150.8537 |  | 45836.7907 |  |  |  |  | 45836.7907
WM-SL-3876 | #N/A | Gravity Main |  |  | AC | 225 |  | GMAC225 |  | 35.9637 |  | 0 | 626.0278 | 22514.2747 | 1 | 22514.2747 | 13% | 25441.1304 |  | 25441.1304 |  | Y | [5 empty] | 16150.8537 |  |  |  |  | 16150.8537 |  | 25441.1304 |  |  |  |  | 25441.1304
WC-SL-135 | #N/A | Gravity Main |  |  | DICL | 600 |  | GMDICL600 |  | 6.0098 |  | 0 | 1329.1487 | 7987.9711 | 1 | 7987.9711 | 13% | 9026.4073 |  | 9026.4073 |  | Y | [5 empty] | 16150.8537 |  |  |  |  | 16150.8537 |  | 9026.4073 |  |  |  |  | 9026.4073
WC-SL-134 | #N/A | Gravity Main |  |  | Polyprop | 600 |  | GMPoly600 |  | 25.9274 |  | 0 | 1329.1487 | 34461.3703 | 1 | 34461.3703 | 13% | 38941.3484 |  | 38941.3484 |  | Y | [5 empty] | 16150.8537 |  |  |  |  | 16150.8537 |  | 38941.3484 |  |  |  |  | 38941.3484
WC-SL-133 | #N/A | Gravity Main |  |  | Polyprop | 600 |  | GMPoly600 |  | 86.593 |  | 0 | 1329.1487 | 115094.9744 | 1 | 115094.9744 | 13% | 130057.3211 |  | 130057.3211 |  | Y | [5 empty] | 16150.8537 |  |  |  |  | 16150.8537 |  | 130057.3211 |  |  |  |  | 130057.3211
WC-SL-132 | #N/A | Gravity Main |  |  | Polyprop | 450 |  | GMPoly450 |  | 97.7635 |  | 0 | 1049.137 | 102567.3098 | 1 | 102567.3098 | 13% | 115901.06 |  | 115901.06 |  | Y | [5 empty] | 16150.8537 |  |  |  |  | 16150.8537 |  | 115901.06 |  |  |  |  | 115901.06
WC-SL-131 | #N/A | Gravity Main |  |  | Polyprop | 450 |  | GMPoly450 |  | 118.848 |  | 0 | 1049.137 | 124687.8398 | 1 | 124687.8398 | 13% | 140897.259 |  | 140897.259 |  | Y | [5 empty] | 16150.8537 |  |  |  |  | 16150.8537 |  | 140897.259 |  |  |  |  | 140897.259
WC-SL-130 | #N/A | Gravity Main |  |  | Polyprop | 450 |  | GMPoly450 |  | 45.9282 |  | 0 | 1049.137 | 48184.9761 | 1 | 48184.9761 | 13% | 54449.023 |  | 54449.023 |  | Y | [5 empty] | 16150.8537 |  |  |  |  | 16150.8537 |  | 54449.023 |  |  |  |  | 54449.023
WC-SL-129 | #N/A | Gravity Main |  |  | Polyprop | 450 |  | GMPoly450 |  | 40.2021 |  | 0 | 1049.137 | 42177.5125 | 1 | 42177.5125 | 13% | 47660.5891 |  | 47660.5891 |  | Y | [5 empty] | 16150.8537 |  |  |  |  | 16150.8537 |  | 47660.5891 |  |  |  |  | 47660.5891
WC-SL-128 | #N/A | Gravity Main |  |  | Polyprop | 450 |  | GMPoly450 |  | 39.9276 |  | 0 | 1049.137 | 41889.5244 | 1 | 41889.5244 | 13% | 47335.1626 |  | 47335.1626 |  | Y | [5 empty] | 16150.8537 |  |  |  |  | 16150.8537 |  | 47335.1626 |  |  |  |  | 47335.1626
WC-SL-127 | #N/A | Gravity Main |  |  | Polyprop | 450 |  | GMPoly450 |  | 50.2932 |  | 0 | 1049.137 | 52764.4594 | 1 | 52764.4594 | 13% | 59623.8391 |  | 59623.8391 |  | Y | [5 empty] | 16150.8537 |  |  |  |  | 16150.8537 |  | 59623.8391 |  |  |  |  | 59623.8391
WC-SL-126 | #N/A | Gravity Main |  |  | Polyprop | 450 |  | GMPoly450 |  | 47.1658 |  | 0 | 1049.137 | 49483.3882 | 1 | 49483.3882 | 13% | 55916.2286 |  | 55916.2286 |  | Y | [5 empty] | 16150.8537 |  |  |  |  | 16150.8537 |  | 55916.2286 |  |  |  |  | 55916.2286
WC-SL-125 | #N/A | Gravity Main |  |  | Polyprop | 450 |  | GMPoly450 |  | 24.6066 |  | 0 | 1049.137 | 25815.6957 | 1 | 25815.6957 | 13% | 29171.7361 |  | 29171.7361 |  | Y | [5 empty] | 16150.8537 |  |  |  |  | 16150.8537 |  | 29171.7361 |  |  |  |  | 29171.7361
WC-SL-124 | #N/A | Gravity Main |  |  | Polyprop | 450 |  | GMPoly450 |  | 50.7748 |  | 0 | 1049.137 | 53269.7238 | 1 | 53269.7238 | 13% | 60194.7879 |  | 60194.7879 |  | Y | [5 empty] | 16150.8537 |  |  |  |  | 16150.8537 |  | 60194.7879 |  |  |  |  | 60194.7879
WC-SL-123 | #N/A | Gravity Main |  |  | Polyprop | 450 |  | GMPoly450 |  | 24.9796 |  | 0 | 1049.137 | 26207.0238 | 1 | 26207.0238 | 13% | 29613.9369 |  | 29613.9369 |  | Y | [5 empty] | 16150.8537 |  |  |  |  | 16150.8537 |  | 29613.9369 |  |  |  |  | 29613.9369
WC-SL-122 | #N/A | Gravity Main |  |  | Polyprop | 450 |  | GMPoly450 |  | 24.6471 |  | 0 | 1049.137 | 25858.1857 | 1 | 25858.1857 | 13% | 29219.7499 |  | 29219.7499 |  | Y | [5 empty] | 16150.8537 |  |  |  |  | 16150.8537 |  | 29219.7499 |  |  |  |  | 29219.7499
WC-SL-121 | #N/A | Gravity Main |  |  | Polyprop | 450 |  | GMPoly450 |  | 25.4399 |  | 0 | 1049.137 | 26689.9416 | 1 | 26689.9416 | 13% | 30159.634 |  | 30159.634 |  | Y | [5 empty] | 16150.8537 |  |  |  |  | 16150.8537 |  | 30159.634 |  |  |  |  | 30159.634
WC-SL-120 | #N/A | Gravity Main |  |  | Polyprop | 450 |  | GMPoly450 |  | 25.0521 |  | 0 | 1049.137 | 26283.0862 | 1 | 26283.0862 | 13% | 29699.8874 |  | 29699.8874 |  | Y | [5 empty] | 16150.8537 |  |  |  |  | 16150.8537 |  | 29699.8874 |  |  |  |  | 29699.8874
WC-SL-119 | #N/A | Gravity Main |  |  | Polyprop | 450 |  | GMPoly450 |  | 38.933 |  | 0 | 1049.137 | 40846.0527 | 1 | 40846.0527 | 13% | 46156.0395 |  | 46156.0395 |  | Y | [5 empty] | 16150.8537 |  |  |  |  | 16150.8537 |  | 46156.0395 |  |  |  |  | 46156.0395
WC-SL-118 | #N/A | Gravity Main |  |  | Polyprop | 450 |  | GMPoly450 |  | 53.0287 |  | 0 | 1049.137 | 55634.3738 | 1 | 55634.3738 | 13% | 62866.8423 |  | 62866.8423 |  | Y | [5 empty] | 16150.8537 |  |  |  |  | 16150.8537 |  | 62866.8423 |  |  |  |  | 62866.8423
WC-SL-117 | #N/A | Gravity Main |  |  | Polyprop | 450 |  | GMPoly450 |  | 5.0465 |  | 0 | 1049.137 | 5294.5016 | 1 | 5294.5016 | 13% | 5982.7868 |  | 5982.7868 |  | Y | [5 empty] | 16150.8537 |  |  |  |  | 16150.8537 |  | 5982.7868 |  |  |  |  | 5982.7868
WC-SL-115 | #N/A | Gravity Main |  |  | Polyprop | 525 |  | GMPoly525 |  | 2.5578 |  | 0 | 1049.137 | 2683.4827 | 1 | 2683.4827 | 13% | 3032.3355 |  | 3032.3355 |  | Y | [5 empty] | 16150.8537 |  |  |  |  | 16150.8537 |  | 3032.3355 |  |  |  |  | 3032.3355
WC-SL-108 | #N/A | Gravity Main |  |  | uPVC | 225 |  | GMuPVC225 |  | 9.442 |  | 0 | 626.0278 | 5910.9354 | 1 | 5910.9354 | 13% | 6679.357 |  | 6679.357 |  | Y | [5 empty] | 16150.8537 |  |  |  |  | 16150.8537 |  | 6679.357 |  |  |  |  | 6679.357
WC-SL-109 | #N/A | Gravity Main |  |  | uPVC | 225 |  | GMuPVC225 |  | 2.6685 |  | 0 | 626.0278 | 1670.5488 | 1 | 1670.5488 | 13% | 1887.7202 |  | 1887.7202 |  | Y | [5 empty] | 16150.8537 |  |  |  |  | 16150.8537 |  | 1887.7202 |  |  |  |  | 1887.7202
WC-SL-106 | #N/A | Gravity Main |  |  | DICL | 600 |  | GMDICL600 |  | 3.4722 |  | 0 | 1329.1487 | 4615.0967 | 1 | 4615.0967 | 13% | 5215.0593 |  | 5215.0593 |  | Y | [5 empty] | 16150.8537 |  |  |  |  | 16150.8537 |  | 5215.0593 |  |  |  |  | 5215.0593
WC-SL-107 | #N/A | Gravity Main |  |  | DICL | 600 |  | GMDICL600 |  | 7.0407 |  | 0 | 1329.1487 | 9358.0709 | 1 | 9358.0709 | 13% | 10574.6201 |  | 10574.6201 |  | Y | [5 empty] | 16150.8537 |  |  |  |  | 16150.8537 |  | 10574.6201 |  |  |  |  | 10574.6201
WC-SL-105 | #N/A | Gravity Main |  |  | Polyprop | 375 |  | GMPolyprop375 |  | 43.5647 |  | 0 | 906.0533 | 39471.9413 | 1 | 39471.9413 | 13% | 44603.2936 |  | 44603.2936 |  | Y | [5 empty] | 16150.8537 |  |  |  |  | 16150.8537 |  | 44603.2936 |  |  |  |  | 44603.2936
WC-SL-104 | #N/A | Gravity Main |  |  | Polyprop | 375 |  | GMPolyprop375 |  | 58.4538 |  | 0 | 906.0533 | 52962.2598 | 1 | 52962.2598 | 13% | 59847.3536 |  | 59847.3536 |  | Y | [5 empty] | 16150.8537 |  |  |  |  | 16150.8537 |  | 59847.3536 |  |  |  |  | 59847.3536
WC-SL-103 | #N/A | Gravity Main |  |  | Polyprop | 375 |  | GMPolyprop375 |  | 40.4722 |  | 0 | 906.0533 | 36669.9714 | 1 | 36669.9714 | 13% | 41437.0676 |  | 41437.0676 |  | Y | [5 empty] | 16150.8537 |  |  |  |  | 16150.8537 |  | 41437.0676 |  |  |  |  | 41437.0676
WC-SL-102 | #N/A | Gravity Main |  |  | Polyprop | 375 |  | GMPolyprop375 |  | 101.66 |  | 0 | 906.0533 | 92109.381 | 1 | 92109.381 | 13% | 104083.6005 |  | 104083.6005 |  | Y | [5 empty] | 16150.8537 |  |  |  |  | 16150.8537 |  | 104083.6005 |  |  |  |  | 104083.6005
WC-SL-101 | #N/A | Gravity Main |  |  | Polyprop | 375 |  | GMPolyprop375 |  | 100.845 |  | 0 | 906.0533 | 91370.9475 | 1 | 91370.9475 | 13% | 103249.1707 |  | 103249.1707 |  | Y | [5 empty] | 16150.8537 |  |  |  |  | 16150.8537 |  | 103249.1707 |  |  |  |  | 103249.1707
WC-SL-96 | #N/A | Gravity Main |  |  | Polyprop | 375 |  | GMPolyprop375 |  | 21.7033 |  | 0 | 906.0533 | 19664.3471 | 1 | 19664.3471 | 13% | 22220.7122 |  | 22220.7122 |  | Y | [5 empty] | 16150.8537 |  |  |  |  | 16150.8537 |  | 22220.7122 |  |  |  |  | 22220.7122
WC-SL-97 | #N/A | Gravity Main |  |  | Polyprop | 375 |  | GMPolyprop375 |  | 70.3238 |  | 0 | 906.0533 | 63717.1128 | 1 | 63717.1128 | 13% | 72000.3374 |  | 72000.3374 |  | Y | [5 empty] | 16150.8537 |  |  |  |  | 16150.8537 |  | 72000.3374 |  |  |  |  | 72000.3374
WC-SL-98 | #N/A | Gravity Main |  |  | Polyprop | 375 |  | GMPolyprop375 |  | 125.412 |  | 0 | 906.0533 | 113629.9595 | 1 | 113629.9595 | 13% | 128401.8543 |  | 128401.8543 |  | Y | [5 empty] | 16150.8537 |  |  |  |  | 16150.8537 |  | 128401.8543 |  |  |  |  | 128401.8543
WC-SL-99 | #N/A | Gravity Main |  |  | Polyprop | 375 |  | GMPolyprop375 |  | 46.6238 |  | 0 | 906.0533 | 42243.649 | 1 | 42243.649 | 13% | 47735.3234 |  | 47735.3234 |  | Y | [5 empty] | 16150.8537 |  |  |  |  | 16150.8537 |  | 47735.3234 |  |  |  |  | 47735.3234
WC-SL-100 | #N/A | Gravity Main |  |  | Polyprop | 375 |  | GMPolyprop375 |  | 91.847 |  | 0 | 906.0533 | 83218.2797 | 1 | 83218.2797 | 13% | 94036.6561 |  | 94036.6561 |  | Y | [5 empty] | 16150.8537 |  |  |  |  | 16150.8537 |  | 94036.6561 |  |  |  |  | 94036.6561
WC-SL-178 | #N/A | Gravity Main |  |  | Polyprop | 450 |  | GMPoly450 |  | 7.2032 |  | 0 | 1049.137 | 7557.102 | 1 | 7557.102 | 13% | 8539.5253 |  | 8539.5253 |  | Y | [5 empty] | 16150.8537 |  |  |  |  | 16150.8537 |  | 8539.5253 |  |  |  |  | 8539.5253
WC-SL-176 | #N/A | Gravity Main |  |  | uPVC | 225 |  | GMuPVC225 |  | 20.3113 |  | 0 | 626.0278 | 12715.4377 | 1 | 12715.4377 | 13% | 14368.4446 |  | 14368.4446 |  | Y | [5 empty] | 16150.8537 |  |  |  |  | 16150.8537 |  | 14368.4446 |  |  |  |  | 14368.4446
WC-SL-177 | #N/A | Gravity Main |  |  | Polyprop | 375 |  | GMPolyprop375 |  | 23.9061 |  | 0 | 906.0533 | 21660.2014 | 1 | 21660.2014 | 13% | 24476.0276 |  | 24476.0276 |  | Y | [5 empty] | 16150.8537 |  |  |  |  | 16150.8537 |  | 24476.0276 |  |  |  |  | 24476.0276
WC-SL-191 | #N/A | Gravity Main |  |  | DICACL | 500 |  | GMDICACL500 |  | 10.0808 |  | 0 | 1329.1487 | 13398.8823 | 1 | 13398.8823 | 13% | 15140.737 |  | 15140.737 |  | Y | [5 empty] | 16150.8537 |  |  |  |  | 16150.8537 |  | 15140.737 |  |  |  |  | 15140.737
WC-SL-192 | #N/A | Gravity Main |  |  | DICACL | 500 |  | GMDICACL500 |  | 10.7585 |  | 0 | 1329.1487 | 14299.6464 | 1 | 14299.6464 | 13% | 16158.6004 |  | 16158.6004 |  | Y | [5 empty] | 16150.8537 |  |  |  |  | 16150.8537 |  | 16158.6004 |  |  |  |  | 16158.6004
WC-SL-193 | #N/A | Gravity Main |  |  | DICACL | 450 |  | GMAC450 |  | 6.384 |  | 0 | 1049.137 | 6697.6699 | 1 | 6697.6699 | 13% | 7568.367 |  | 7568.367 |  | Y | [5 empty] | 16150.8537 |  |  |  |  | 16150.8537 |  | 7568.367 |  |  |  |  | 7568.367
WC-SL-197 | #N/A | Gravity Main |  |  | DICACL | 375 |  | GMAC375 |  | 12.2411 |  | 0 | 906.0533 | 11091.0893 | 1 | 11091.0893 | 13% | 12532.931 |  | 12532.931 |  | Y | [5 empty] | 16150.8537 |  |  |  |  | 16150.8537 |  | 12532.931 |  |  |  |  | 12532.931
WC-SL-198 | #N/A | Gravity Main |  |  | DICACL | 375 |  | GMAC375 |  | 12.1674 |  | 0 | 906.0533 | 11024.3132 | 1 | 11024.3132 | 13% | 12457.4739 |  | 12457.4739 |  | Y | [5 empty] | 16150.8537 |  |  |  |  | 16150.8537 |  | 12457.4739 |  |  |  |  | 12457.4739
WC-SL-194 | #N/A | Gravity Main |  |  | DICACL | 450 |  | GMAC450 |  | 12.5101 |  | 0 | 1049.137 | 13124.8094 | 1 | 13124.8094 | 13% | 14831.0346 |  | 14831.0346 |  | Y | [5 empty] | 16150.8537 |  |  |  |  | 16150.8537 |  | 14831.0346 |  |  |  |  | 14831.0346
WC-SL-195 | #N/A | Gravity Main |  |  | DICACL | 375 |  | GMAC375 |  | 18.0913 |  | 0 | 906.0533 | 16391.6825 | 1 | 16391.6825 | 13% | 18522.6012 |  | 18522.6012 |  | Y | [5 empty] | 16150.8537 |  |  |  |  | 16150.8537 |  | 18522.6012 |  |  |  |  | 18522.6012
WM-SL-3981 | #N/A | Gravity Main |  |  | AC | 300 |  | GMAC300 |  | 11.0752 |  | 0 | 761.4272 | 8432.9583 | 1 | 8432.9583 | 13% | 9529.2429 |  | 9529.2429 |  |  | Y | [5 empty] | 7168.0761 |  |  |  | 7168.0761 |  |  | 9529.2429 |  |  |  | 9529.2429
WM-SL-3985 | #N/A | Gravity Main |  |  | AC | 225 |  | GMAC225 |  | 8.181 |  | 0 | 626.0278 | 5121.5582 | 1 | 5121.5582 | 13% | 5787.3607 |  | 5787.3607 |  |  |  | Y | [5 empty] | 4804.0114 |  |  | 4804.0114 |  |  |  | 5787.3607 |  |  | 5787.3607
WM-SL-3986 | #N/A | Gravity Main |  |  | AC | 225 |  | GMAC225 |  | 6.2758 |  | 0 | 626.0278 | 3928.7937 | 1 | 3928.7937 | 13% | 4439.5369 |  | 4439.5369 |  |  |  | Y | [5 empty] | 4804.0114 |  |  | 4804.0114 |  |  |  | 4439.5369 |  |  | 4439.5369
WM-SL-3987 | #N/A | Gravity Main |  |  | AC | 375 |  | GMAC375 |  | 8.174 |  | 0 | 906.0533 | 7406.0618 | 1 | 7406.0618 | 13% | 8368.8498 |  | 8368.8498 |  |  |  | Y | [5 empty] | 4804.0114 |  |  | 4804.0114 |  |  |  | 8368.8498 |  |  | 8368.8498
WM-SL-3988 | #N/A | Gravity Main |  |  | AC | 225 |  | GMAC225 |  | 4.4051 |  | 0 | 626.0278 | 2757.6836 | 1 | 2757.6836 | 13% | 3116.1825 |  | 3116.1825 |  |  |  | Y | [5 empty] | 4804.0114 |  |  | 4804.0114 |  |  |  | 3116.1825 |  |  | 3116.1825
WM-SL-4011 | #N/A | Gravity Main |  |  | Unknown | 0 |  | GM0 |  | 1.2921 |  | 0 | 424.485 | 548.4982 | 1 | 548.4982 | 13% | 619.803 |  | 619.803 |  | Y | [5 empty] | 16150.8537 |  |  |  |  | 16150.8537 |  | 619.803 |  |  |  |  | 619.803
WM-SL-4001 | #N/A | Gravity Main |  |  | UPVC | 100 |  | GMuPVC100 |  | 1.2921 |  | 0 | 304.468 | 393.4184 | 1 | 393.4184 | 13% | 444.5628 |  | 444.5628 |  | Y | [5 empty] | 16150.8537 |  |  |  |  | 16150.8537 |  | 444.5628 |  |  |  |  | 444.5628
WM-SL-2470 | #N/A | Gravity Main |  |  | Unknown | 225 |  | GM225 |  | 7.3108 |  | 0 | 626.0278 | 4576.7826 | 1 | 4576.7826 | 13% | 5171.7643 |  | 5171.7643 | Y | [5 empty] | 5850.3942 | [5 empty] | 5850.3942 | 5171.7643 | [5 empty] | 5171.7643
WM-SL-2471 | #N/A | Gravity Main |  |  | uPVC | 300 |  | GMuPVC300 |  | 60.2361 |  | 0 | 761.4272 | 45865.4039 | 1 | 45865.4039 | 13% | 51827.9064 |  | 51827.9064 | Y | [5 empty] | 5850.3942 | [5 empty] | 5850.3942 | 51827.9064 | [5 empty] | 51827.9064
WM-SL-2472 | #N/A | Gravity Main |  |  | uPVC | 300 |  | GMuPVC300 |  | 10.7948 |  | 0 | 761.4272 | 8219.4541 | 1 | 8219.4541 | 13% | 9287.9832 |  | 9287.9832 | Y | [5 empty] | 5850.3942 | [5 empty] | 5850.3942 | 9287.9832 | [5 empty] | 9287.9832
WM-SL-4002 | #N/A | Gravity Main |  |  | Unknown | 150 |  | GM150 |  | 5.4379 |  | 0 | 424.485 | 2308.3195 | 1 | 2308.3195 | 13% | 2608.401 |  | 2608.401 |  | Y | [5 empty] | 16150.8537 |  |  |  |  | 16150.8537 |  | 2608.401 |  |  |  |  | 2608.401
SR0006 | C0006677 | Rising Main |  |  | AC | 150 |  | RMAC150 |  | 1311.76 |  | 0 | 236.9351 | 310801.9662 | 1 | 310801.9662 | 13% | 351206.2218 |  | 351206.2218 |  | Y | [5 empty] | 16150.8537 |  |  |  |  | 16150.8537 |  | 351206.2218 |  |  |  |  | 351206.2218
SR0004 | C0056939 | Rising Main |  |  | POLY | 50 |  | RMPoly50 |  | 240.722 |  | 0 | 190.7876 | 45926.7633 | 1 | 45926.7633 | 13% | 51897.2426 |  | 51897.2426 |  | Y | [5 empty] | 16150.8537 |  |  |  |  | 16150.8537 |  | 51897.2426 |  |  |  |  | 51897.2426
SR0013 | C0006681 | Rising Main |  |  | UPVC Class 9 | 100 |  | RMuPVC100 |  | 1739.04 |  | 0 | 190.7876 | 331787.2005 | 1 | 331787.2005 | 13% | 374919.5366 |  | 374919.5366 |  | Y | [5 empty] | 16150.8537 |  |  |  |  | 16150.8537 |  | 374919.5366 |  |  |  |  | 374919.5366
SR0001 | C0006675 | Rising Main |  |  | AC/UPVC | 150 |  | RMPVC150 |  | 1012.26 |  | 0 | 236.9351 | 239839.9084 | 1 | 239839.9084 | 13% | 271019.0965 |  | 271019.0965 |  | Y | [5 empty] | 16150.8537 |  |  |  |  | 16150.8537 |  | 271019.0965 |  |  |  |  | 271019.0965
SR0007 | C0006678 | Rising Main |  |  | Unknown | 100 |  | RM100 |  | 332.626 |  | 0 | 190.7876 | 63460.9034 | 1 | 63460.9034 | 13% | 71710.8208 |  | 71710.8208 |  | Y | [5 empty] | 16150.8537 |  |  |  |  | 16150.8537 |  | 71710.8208 |  |  |  |  | 71710.8208
SR0014 | C0006682 | Rising Main |  |  | UPVC | 100 |  | RMuPVC100 |  | 478.113 |  | 0 | 190.7876 | 91218.0133 | 1 | 91218.0133 | 13% | 103076.355 |  | 103076.355 |  | Y | [5 empty] | 16150.8537 |  |  |  |  | 16150.8537 |  | 103076.355 |  |  |  |  | 103076.355
SR0012 | C0006680 | Rising Main |  |  | UPVC | 100 |  | RMuPVC100 |  | 1580.05 |  | 0 | 190.7876 | 301453.8862 | 1 | 301453.8862 | 13% | 340642.8914 |  | 340642.8914 |  | Y | [5 empty] | 16150.8537 |  |  |  |  | 16150.8537 |  | 340642.8914 |  |  |  |  | 340642.8914
SR0019 | C0006683 | Rising Main |  |  | uPVC | 150 |  | RMuPVC150 |  | 452.314 |  | 0 | 236.9351 | 107169.0557 | 1 | 107169.0557 | 13% | 121101.033 |  | 121101.033 |  | Y | [5 empty] | 16150.8537 |  |  |  |  | 16150.8537 |  | 121101.033 |  |  |  |  | 121101.033
SR0020 | C0048451 | Rising Main |  |  | PVC | 200 |  | RMPVC200 |  | 2408.52 |  | 0 | 309.2482 | 744830.3677 | 1 | 744830.3677 | 13% | 841658.3154 |  | 841658.3154 |  | Y | [5 empty] | 16150.8537 |  |  |  |  | 16150.8537 |  | 841658.3154 |  |  |  |  | 841658.3154
SR0021 | C0006679 | Rising Main |  |  | PVC | 200 |  | RMPVC200 |  | 1669.1 |  | 0 | 309.2482 | 516166.0965 | 1 | 516166.0965 | 13% | 583267.689 |  | 583267.689 |  | Y | [5 empty] | 16150.8537 |  |  |  |  | 16150.8537 |  | 583267.689 |  |  |  |  | 583267.689
SR0022 | C0003498 | Rising Main |  |  | AC | 100 |  | RMAC100 |  | 146.957 |  | 0 | 190.7876 | 28037.5676 | 1 | 28037.5676 | 13% | 31682.4514 |  | 31682.4514 | Y | [5 empty] | 5850.3942 | [5 empty] | 5850.3942 | 31682.4514 | [5 empty] | 31682.4514
SR0068 | C0008575 | Rising Main |  |  | Unknown | 150 |  | RM150 |  | 1893.22 |  | 0 | 236.9351 | 448570.2403 | 1 | 448570.2403 | 13% | 506884.3715 |  | 506884.3715 |  |  |  |  | Y | [5 empty] | 1722.8586 |  | 1722.8586 |  |  |  |  | 506884.3715 |  | 506884.3715
SR0050 | C0005518, C0005519 | Rising Main |  |  | Unknown | 0 |  | RM0 |  | 429.605 |  | 0 | 236.9351 | 101788.4969 | 1 | 101788.4969 | 13% | 115021.0015 |  | 115021.0015 |  |  |  |  | Y | [5 empty] | 1722.8586 |  | 1722.8586 |  |  |  |  | 115021.0015 |  | 115021.0015
SR0051 | C0008573, C0008574, C0008576 | Rising Main |  |  | Unknown | 225 |  | RM225 |  | 1430.99 |  | 0 | 383.1036 | 548217.4869 | 1 | 548217.4869 | 13% | 619485.7602 |  | 619485.7602 |  |  |  |  | Y | [5 empty] | 1722.8586 |  | 1722.8586 |  |  |  |  | 619485.7602 |  | 619485.7602
SR0052 | C0005520 | Rising Main |  |  | Unknown | 0 |  | RM0 |  | 432.004 |  | 0 | 236.9351 | 102356.9041 | 1 | 102356.9041 | 13% | 115663.3017 |  | 115663.3017 |  |  |  |  | Y | [5 empty] | 1722.8586 |  | 1722.8586 |  |  |  |  | 115663.3017 |  | 115663.3017
SR0053 | C0005605 | Rising Main |  |  | Unknown | 100 |  | RM100 |  | 274.924 |  | 0 | 190.7876 | 52452.0795 | 1 | 52452.0795 | 13% | 59270.8498 |  | 59270.8498 |  |  |  |  | Y | [5 empty] | 1722.8586 |  | 1722.8586 |  |  |  |  | 59270.8498 |  | 59270.8498
SR0054 | C0008090 | Rising Main |  |  | uPVC | 100 |  | RMuPVC100 |  | 985.41 |  | 0 | 190.7876 | 188003.9707 | 1 | 188003.9707 | 13% | 212444.4869 |  | 212444.4869 | [5 empty] | Y | [5 empty] | 1398.8709 | 1398.8709 | [5 empty] | 212444.4869 | 212444.4869
SR0055 | C0008243 | Rising Main |  |  | UPVC | 100 |  | RMuPVC100 |  | 393.971 |  | 0 | 190.7876 | 75164.7663 | 1 | 75164.7663 | 13% | 84936.1859 |  | 84936.1859 | [5 empty] | Y | [5 empty] | 1398.8709 | 1398.8709 | [5 empty] | 84936.1859 | 84936.1859
SR0056 | C0008244 | Rising Main |  |  | UPVC | 150 |  | RMuPVC150 |  | 640.314 |  | 0 | 236.9351 | 151712.8516 | 1 | 151712.8516 | 13% | 171435.5223 |  | 171435.5223 | [5 empty] | Y | [5 empty] | 1398.8709 | 1398.8709 | [5 empty] | 171435.5223 | 171435.5223
SR0057 | C0008089 | Rising Main |  |  | Unknown | 0 |  | RM0 |  | 445.532 |  | 0 | 236.9351 | 105562.162 | 1 | 105562.162 | 13% | 119285.243 |  | 119285.243 | [5 empty] | Y | [5 empty] | 1398.8709 | 1398.8709 | [5 empty] | 119285.243 | 119285.243
SR0058 | C0008088 | Rising Main |  |  | Unknown | 0 |  | RM0 |  | 1273.5 |  | 0 | 236.9351 | 301736.8298 | 1 | 301736.8298 | 13% | 340962.6177 |  | 340962.6177 | [5 empty] | Y | [5 empty] | 1398.8709 | 1398.8709 | [5 empty] | 340962.6177 | 340962.6177
SR0073 | C0035712 | Rising Main |  |  | AC | 200 |  | RMAC200 |  | 730.376 |  | 0 | 309.2482 | 225867.4309 | 1 | 225867.4309 | 13% | 255230.1969 |  | 255230.1969 |  |  | Y | [5 empty] | 7168.0761 |  |  |  | 7168.0761 |  |  | 255230.1969 |  |  |  | 255230.1969
SR0070 | C0004586 | Rising Main |  |  | AC | 100 |  | RMAC100 |  | 302.979 |  | 0 | 190.7876 | 57804.6245 | 1 | 57804.6245 | 13% | 65319.2257 |  | 65319.2257 |  |  | Y | [5 empty] | 7168.0761 |  |  |  | 7168.0761 |  |  | 65319.2257 |  |  |  | 65319.2257
SR0071 | C0004587 | Rising Main |  |  | AC | 200 |  | RMAC200 |  | 628.907 |  | 0 | 309.2482 | 194488.3298 | 1 | 194488.3298 | 13% | 219771.8126 |  | 219771.8126 |  |  | Y | [5 empty] | 7168.0761 |  |  |  | 7168.0761 |  |  | 219771.8126 |  |  |  | 219771.8126
SR0072 | C0035713 | Rising Main |  |  | AC | 200 |  | RMAC200 |  | 502.34 |  | 0 | 309.2482 | 155347.7185 | 1 | 155347.7185 | 13% | 175542.9219 |  | 175542.9219 |  |  | Y | [5 empty] | 7168.0761 |  |  |  | 7168.0761 |  |  | 175542.9219 |  |  |  | 175542.9219
SR0060 | C0006683 | Rising Main |  |  | Unknown | 0 |  | RM0 |  | 219.953 |  | 0 | 236.9351 | 52114.5826 | 1 | 52114.5826 | 13% | 58889.4783 |  | 58889.4783 |  | Y | [5 empty] | 16150.8537 |  |  |  |  | 16150.8537 |  | 58889.4783 |  |  |  |  | 58889.4783
SR0046 | C0056940 | Rising Main |  |  | MPVC | 250 |  | RMMPVC250 |  | 459.483 |  | 0 | 466.1859 | 214204.4787 | 1 | 214204.4787 | 13% | 242051.0609 |  | 242051.0609 |  | Y | [5 empty] | 16150.8537 |  |  |  |  | 16150.8537 |  | 242051.0609 |  |  |  |  | 242051.0609
SR0047 | C0035799 | Rising Main |  |  | DICL | 80 |  | RMDICL80 |  | 1.4166 |  | 0 | 190.7876 | 270.2792 | 1 | 270.2792 | 13% | 305.4155 |  | 305.4155 |  | Y | [5 empty] | 16150.8537 |  |  |  |  | 16150.8537 |  | 305.4155 |  |  |  |  | 305.4155
SR0045 | C0056940 | Rising Main |  |  | PN35 Extreme DI HACL | 250 |  | RMDICL250 |  | 141.739 |  | 0 | 466.1859 | 66076.718 | 1 | 66076.718 | 13% | 74666.6913 |  | 74666.6913 |  | Y | [5 empty] | 16150.8537 |  |  |  |  | 16150.8537 |  | 74666.6913 |  |  |  |  | 74666.6913
SR0044 | C0056940 | Rising Main |  |  | MPVC | 250 |  | RMMPVC250 |  | 95.3043 |  | 0 | 466.1859 | 44429.5173 | 1 | 44429.5173 | 13% | 50205.3546 |  | 50205.3546 |  | Y | [5 empty] | 16150.8537 |  |  |  |  | 16150.8537 |  | 50205.3546 |  |  |  |  | 50205.3546
SR0043 | C0056940 | Rising Main |  |  | MPVC | 250 |  | RMMPVC250 |  | 3.9993 |  | 0 | 466.1859 | 1864.4358 | 1 | 1864.4358 | 13% | 2106.8124 |  | 2106.8124 |  | Y | [5 empty] | 16150.8537 |  |  |  |  | 16150.8537 |  | 2106.8124 |  |  |  |  | 2106.8124
SR0042 | C0056940 | Rising Main |  |  | MPVC | 250 |  | RMMPVC250 |  | 70.3195 |  | 0 | 466.1859 | 32781.9568 | 1 | 32781.9568 | 13% | 37043.6111 |  | 37043.6111 |  | Y | [5 empty] | 16150.8537 |  |  |  |  | 16150.8537 |  | 37043.6111 |  |  |  |  | 37043.6111
SR0041 | C0035799 | Rising Main |  |  | MPVC | 250 |  | RMMPVC250 |  | 4.6797 |  | 0 | 466.1859 | 2181.6193 | 1 | 2181.6193 | 13% | 2465.2298 |  | 2465.2298 |  | Y | [5 empty] | 16150.8537 |  |  |  |  | 16150.8537 |  | 2465.2298 |  |  |  |  | 2465.2298
SR0040 | C0035799 | Rising Main |  |  | MPVC | 250 |  | RMMPVC250 |  | 182.497 |  | 0 | 466.1859 | 85077.5214 | 1 | 85077.5214 | 13% | 96137.5991 |  | 96137.5991 |  | Y | [5 empty] | 16150.8537 |  |  |  |  | 16150.8537 |  | 96137.5991 |  |  |  |  | 96137.5991
SR0039 | C0035799 | Rising Main |  |  | DICL | 250 |  | RMDICL250 |  | 2.0027 |  | 0 | 466.1859 | 933.6164 | 1 | 933.6164 | 13% | 1054.9866 |  | 1054.9866 |  | Y | [5 empty] | 16150.8537 |  |  |  |  | 16150.8537 |  | 1054.9866 |  |  |  |  | 1054.9866
SR0067 | C0035799 | Rising Main |  |  | Unknown | 0 |  | RM0 |  | 182.497 |  | 0 | 236.9351 | 43239.9421 | 1 | 43239.9421 | 13% | 48861.1345 |  | 48861.1345 |  | Y | [5 empty] | 16150.8537 |  |  |  |  | 16150.8537 |  | 48861.1345 |  |  |  |  | 48861.1345
SR0038 | C0035799 | Rising Main |  |  | HDPE | 315 |  | RMHDPE315 |  | 121.221 |  | 0 | 310.7906 | 37674.3443 | 1 | 37674.3443 | 13% | 42572.0091 |  | 42572.0091 |  | Y | [5 empty] | 16150.8537 |  |  |  |  | 16150.8537 |  | 42572.0091 |  |  |  |  | 42572.0091
SR0037 | C0035799 | Rising Main |  |  | DICL | 250 |  | RMDICL250 |  | 2.0036 |  | 0 | 466.1859 | 934.0686 | 1 | 934.0686 | 13% | 1055.4976 |  | 1055.4976 |  | Y | [5 empty] | 16150.8537 |  |  |  |  | 16150.8537 |  | 1055.4976 |  |  |  |  | 1055.4976
SR0036 | C0035799 | Rising Main |  |  | PVC | 250 |  | RMPVC250 |  | 299.21 |  | 0 | 466.1859 | 139487.4719 | 1 | 139487.4719 | 13% | 157620.8433 |  | 157620.8433 |  | Y | [5 empty] | 16150.8537 |  |  |  |  | 16150.8537 |  | 157620.8433 |  |  |  |  | 157620.8433
SR0048 | C0035799 | Rising Main |  |  | Other | 250 |  | RMOther250 |  | 3.744 |  | 0 | 466.1859 | 1745.3812 | 1 | 1745.3812 | 13% | 1972.2808 |  | 1972.2808 |  | Y | [5 empty] | 16150.8537 |  |  |  |  | 16150.8537 |  | 1972.2808 |  |  |  |  | 1972.2808
SR0075 | C0035799 | Rising Main |  |  | PVC | 100 |  | RMPVC100 |  | 8.1088 |  | 0 | 190.7876 | 1547.0525 | 1 | 1547.0525 | 13% | 1748.1693 |  | 1748.1693 |  | Y | [5 empty] | 16150.8537 |  |  |  |  | 16150.8537 |  | 1748.1693 |  |  |  |  | 1748.1693
SR0080 | C0007656 | Rising Main |  |  | AC | 150 |  | RMAC150 |  | 145.394 |  | 0 | 236.9351 | 34448.9396 | 1 | 34448.9396 | 13% | 38927.3018 |  | 38927.3018 |  |  |  | Y | [5 empty] | 4804.0114 |  |  | 4804.0114 |  |  |  | 38927.3018 |  |  | 38927.3018
SR0081 | C0007657 | Rising Main |  |  | AC | 150 |  | RMAC150 |  | 143.082 |  | 0 | 236.9351 | 33901.1457 | 1 | 33901.1457 | 13% | 38308.2947 |  | 38308.2947 |  |  |  | Y | [5 empty] | 4804.0114 |  |  | 4804.0114 |  |  |  | 38308.2947 |  |  | 38308.2947
SR0082 | C0007659 | Rising Main |  |  | AC | 225 |  | RMAC225 |  | 821.72 |  | 0 | 383.1036 | 314803.9283 | 1 | 314803.9283 | 13% | 355728.4389 |  | 355728.4389 |  |  |  | Y | [5 empty] | 4804.0114 |  |  | 4804.0114 |  |  |  | 355728.4389 |  |  | 355728.4389
SR0083 | C0008569 | Rising Main |  |  | Unknown | 0 |  | RM0 |  | 295.335 |  | 0 | 236.9351 | 69975.2231 | 1 | 69975.2231 | 13% | 79072.0021 |  | 79072.0021 |  |  |  | Y | [5 empty] | 4804.0114 |  |  | 4804.0114 |  |  |  | 79072.0021 |  |  | 79072.0021
SR0084 | C0007658 | Rising Main |  |  | Poly (180m) and AC | 200 |  | RMAC200 |  | 739.631 |  | 0 | 309.2482 | 228729.5226 | 1 | 228729.5226 | 13% | 258464.3605 |  | 258464.3605 |  |  |  | Y | [5 empty] | 4804.0114 |  |  | 4804.0114 |  |  |  | 258464.3605 |  |  | 258464.3605
SR0085 | C0008727 | Rising Main |  |  | MPVC | 250 |  | RMMPVC250 |  | 922.395 |  | 0 | 466.1859 | 430007.5087 | 1 | 430007.5087 | 13% | 485908.4848 |  | 485908.4848 |  | Y | [5 empty] | 16150.8537 |  |  |  |  | 16150.8537 |  | 485908.4848 |  |  |  |  | 485908.4848
SR0074 | C0008727 | Rising Main |  |  | DICL | 250 |  | RMDICL250 |  | 6.1899 |  | 0 | 466.1859 | 2885.6485 | 1 | 2885.6485 | 13% | 3260.7828 |  | 3260.7828 |  | Y | [5 empty] | 16150.8537 |  |  |  |  | 16150.8537 |  | 3260.7828 |  |  |  |  | 3260.7828
SR0023 | C0003497 | Rising Main |  |  | AC | 250 |  | RMAC250 |  | 1145.87 |  | 0 | 466.1859 | 534188.3943 | 1 | 534188.3943 | 13% | 603632.8856 |  | 603632.8856 | Y | [5 empty] | 5850.3942 | [5 empty] | 5850.3942 | 603632.8856 | [5 empty] | 603632.8856
SR0090 | C0049213 | Rising Main |  |  | Unknown | 0 |  | RM0 |  | 29.1241 |  | 0 | 236.9351 | 6900.5211 | 1 | 6900.5211 | 13% | 7797.5888 |  | 7797.5888 |  | Y | [5 empty] | 16150.8537 |  |  |  |  | 16150.8537 |  | 7797.5888 |  |  |  |  | 7797.5888
SR0091 | C0049213 | Rising Main |  |  | Unknown | 0 |  | RM0 |  | 2.1194 |  | 0 | 236.9351 | 502.1626 | 1 | 502.1626 | 13% | 567.4437 |  | 567.4437 |  | Y | [5 empty] | 16150.8537 |  |  |  |  | 16150.8537 |  | 567.4437 |  |  |  |  | 567.4437
SR0088 | C0049213 | Rising Main |  |  | Unknown | 0 |  | RM0 |  | 74.689 |  | 0 | 236.9351 | 17696.4445 | 1 | 17696.4445 | 13% | 19996.9823 |  | 19996.9823 |  | Y | [5 empty] | 16150.8537 |  |  |  |  | 16150.8537 |  | 19996.9823 |  |  |  |  | 19996.9823
SR0089 | C0049213 | Rising Main |  |  | Unknown | 0 |  | RM0 |  | 1013.35 |  | 0 | 236.9351 | 240098.1677 | 1 | 240098.1677 | 13% | 271310.9294 |  | 271310.9294 |  | Y | [5 empty] | 16150.8537 |  |  |  |  | 16150.8537 |  | 271310.9294 |  |  |  |  | 271310.9294
0
[12 empty] | 0 |  | 121633072.3534 |  | 121633072.3534 |  | 137445371.7594 |  | 137445371.7594 | [13 empty] | 21420754.3309 | 51505398.7097 | 23964778.9579 | 20501423.5067 | 10979842.9199 | 9073173.3343 | 137445371.7594
137445371.7594
137445371.7594
137445371.7594

## Sewerage - Future
Isaac Regional Council |  |  | Return to Navigation
Local Government Infrastructure Plan
Future Sewerage Network
Asset Description Data | [8 empty] | Land Cost Valuation |  | Works Base Cost Valuation |  |  |  | Works Base Estimate Valuation |  | Total Asset Valuation |  |  |  |  | Catchment Asset Allocation | [5 empty] | Asset Usage | [6 empty] | Cost Allocation
LGIP ID | Asset Type | Description | Diameter (mm) | Land Unit Rate Code | Works Unit Rate Code | Year of Provision / Construction | Qty Land (m²) | Qty Works Active (ea) Passive (m) | Land Unit Cost | Land Value | Asset Unit Cost | Raw Asset Cost | Cost or Asset Multiplier | Works Base Cost | On-Cost Allowance (%) | Works Base Estimate | Works Contingency (%) | Grants / Subsidies (Percentage of Works Base Estimate ) | Total Asset Cost (at Base Year) | Total Asset Cost (Escalated) | Net Present Value of Total Asset Cost | S01 - Clermont | S02 - Moranbah | S03 - Dysart | S04 - Middlemount | S05 - Glenden | S06 - Nebo | S01 - Clermont | S02 - Moranbah | S03 - Dysart | S04 - Middlemount | S05 - Glenden | S06 - Nebo | TOTAL | S01 - Clermont | S02 - Moranbah | S03 - Dysart | S04 - Middlemount | S05 - Glenden | S06 - Nebo | TOTAL
[28 empty] | 5850.3942 | 16150.8537 | 7168.0761 | 4804.0114 | 1722.8586 | 1398.8709 | 37095.0649
[34 empty] | 0 | [6 empty] | 0
Active Assets | [33 empty] | 0 | [6 empty] | 0
PSF09 | Pump Station | Middlemount PS - SCADA Upgrade |  |  | Project Cost | 2026 |  | 1 |  | 0 |  | 400000 | 1 | 400000 | 13% | 452000 | 11.8% |  | 505336 | 534083.1612 | 475663.1924 |  |  |  | Y | [5 empty] | 4804.0114 |  |  | 4804.0114 |  |  |  | 475663.1924 |  |  | 475663.1924
PSF10 | Pump Station | Dysart PS - SCADA Upgrade |  |  | Project Cost | 2026 |  | 1 |  | 0 |  | 200000 | 1 | 200000 | 13% | 226000 | 11.8% |  | 252668 | 267041.5806 | 237831.5962 |  |  | Y | [5 empty] | 7168.0761 |  |  |  | 7168.0761 |  |  | 237831.5962 |  |  |  | 237831.5962
PSF11 | Pump Station | Glenden PS - SCADA Upgrade |  |  | Project Cost | 2026 |  | 1 |  | 0 |  | 300000 | 1 | 300000 | 13% | 339000 | 11.8% |  | 379002 | 400562.3709 | 356747.3943 |  |  |  |  | Y | [5 empty] | 1722.8586 |  | 1722.8586 |  |  |  |  | 356747.3943 |  | 356747.3943
PSF12 | Pump Station | Moranbah PS - SCADA Upgrade |  |  | Project Cost | 2028 |  | 1 |  | 0 |  | 500000 | 1 | 500000 | 13% | 565000 | 11.8% |  | 631670 | 705582.0857 | 559665.9266 |  | Y | [5 empty] | 16150.8537 |  |  |  |  | 16150.8537 |  | 559665.9266 |  |  |  |  | 559665.9266
PSF13 | Pump Station | Moranbah PS - Pump Upgrade |  |  | Project Cost | 2027 |  | 1 |  | 0 |  | 100000 | 1 | 100000 | 13% | 113000 | 11.8% |  | 126334 | 137266.0757 | 115371.6779 |  | Y
WWTPF09 | Effluent Polishing Plant | Nebo STP - Recycled Water Plant and Irrigation - Construction |  |  | Project Cost | 2026 |  | 1 |  | 0 |  | 371681 | 1 | 371681 | 13% | 419999.53 | 11.8% |  | 469559.4745 | 496271.4086 | 441987.4275 | [5 empty] | Y | [5 empty] | 1398.8709 | 1398.8709 | [5 empty] | 441987.4275 | 441987.4275
WWTPF10 | Sewerage Treatment Plant | Nebo STP - Upgrade - Design |  |  | Project Cost | 2026 |  | 1 |  | 0 |  | 100000 | 1 | 100000 | 13% | 113000 | 11.8% |  | 126334 | 133520.7903 | 118915.7981 | [5 empty] | Y | [5 empty] | 1398.8709 | 1398.8709 | [5 empty] | 118915.7981 | 118915.7981
WWTPF10 | Sewerage Treatment Plant | Nebo STP - Upgrade - Construction |  |  | Project Cost | 2027 |  | 1 |  | 0 |  | 942476 | 1 | 942476 | 13% | 1064997.88 | 11.8% |  | 1190667.6298 | 1293699.8197 | 1087350.3752 | [5 empty] | Y | [5 empty] | 1398.8709 | 1398.8709 | [5 empty] | 1087350.3752 | 1087350.3752
WWTPF11 | Effluent Polishing Plant | Clermont STP - Effluent Polishing Plant and Pipelines |  |  | Project Cost | 2028 |  | 1 |  | 0 |  | 398230 | 1 | 398230 | 13% | 449999.9 | 11.8% |  | 503099.8882 | 561967.908 | 445751.5239 | Y | [5 empty] | 5850.3942 | [5 empty] | 5850.3942 | 445751.5239 | [5 empty] | 445751.5239
WWTPF15 | Sewerage Treatment Plant | Middlemount - SCADA Upgrade |  |  | Project Cost | 2026 |  | 1 |  | 0 |  | 600000 | 1 | 600000 | 13% | 678000 | 11.8% |  | 758004 | 801124.7418 | 713494.7885 |  |  |  | Y | [5 empty] | 4804.0114 |  |  | 4804.0114 |  |  |  | 713494.7885 |  |  | 713494.7885
WWTPF16 | Sewerage Treatment Plant | Dysart - SCADA Upgrade |  |  | Project Cost | 2026 |  | 1 |  | 0 |  | 600000 | 1 | 600000 | 13% | 678000 | 11.8% |  | 758004 | 801124.7418 | 713494.7885 |  |  | Y | [5 empty] | 7168.0761 |  |  |  | 7168.0761 |  |  | 713494.7885 |  |  |  | 713494.7885
WWTPF17 | Effluent Polishing Plant | Glenden STP - Effluent Polishing Plant and Pipelines |  |  | Project Cost | 2028 |  | 1 |  | 0 |  | 500000 | 1 | 500000 | 13% | 565000 | 11.8% |  | 631670 | 705582.0857 | 559665.9266 |  |  |  |  | Y | [5 empty] | 1722.8586 |  | 1722.8586 |  |  |  |  | 559665.9266 |  | 559665.9266
WWTPF18 | Sewerage Treatment Plant | Moranbah - SCADA Upgrade |  |  | Project Cost | 2028 |  | 1 |  | 0 |  | 1000000 | 1 | 1000000 | 13% | 1130000 | 11.8% |  | 1263340 | 1411164.1714 | 1119331.8533 |  | Y | [5 empty] | 16150.8537 |  |  |  |  | 16150.8537 |  | 1119331.8533 |  |  |  |  | 1119331.8533
Passive Assets | [33 empty] | 0 | [6 empty] | 0
RMF02 | Rising Main | Rising Main (250mm) | 250 |  | RMMPVC250 | 2027 |  | 12 |  | 0 | 466.1859 | 5594.2304 | 1 | 5594.2304 | 13% | 6321.4803 | 11.8% |  | 7067.415 | 7678.9805 | 6454.1574 |  | Y | [5 empty] | 16150.8537 |  |  |  |  | 16150.8537 |  | 6454.1574 |  |  |  |  | 6454.1574
[34 empty] | 0 | [6 empty] | 0
[10 empty] | 0 |  | 6017981.2304 |  | 6017981.2304 |  | 6800318.7903 |  |  | 7602756.4076 | 8256669.922 | 6951726.4265 | [13 empty] | 445751.5239 | 1685451.9374 | 951326.3847 | 1189157.9809 | 916413.3209 | 1648253.6008 | 6836354.7486
6836354.7486
Deleted Assets from former LGIP | [40 empty] | 6951726.4265
LGIP ID | Asset Type | Description | Former Map Reference |  | Year Deleted / Planning Scheme | [35 empty] | 6836354.7486
PSF01 | Pump Station | Dysart PS - New | SEW-006-Dysart |  | 2025 - Isaac Regional Planning Scheme 2021 v1.2
PSF03 | Pump Station | Clermont PS - Wet Well Storage Upgrade | SEW-005-Clermont |  | 2025 - Isaac Regional Planning Scheme 2021 v1.2
PSF08 | Pump Station | Moranbah PS15 - Upgrade backup power | SEW-004-Moranbah |  | 2025 - Isaac Regional Planning Scheme 2021 v1.2
EMF01 | Effluent Main | Effluent Main (300mm) | SEW-004-Moranbah |  | 2025 - Isaac Regional Planning Scheme 2021 v1.2
EMF02 | Effluent Main | Effluent Main (300mm) | SEW-004-Moranbah |  | 2025 - Isaac Regional Planning Scheme 2021 v1.2
EMF04 | Effluent Main | Effluent Main (225mm) | SEW-004-Moranbah |  | 2025 - Isaac Regional Planning Scheme 2021 v1.2
GMF14 | Gravity Main | Gravity Main (300mm) | SEW-006-Dysart |  | 2025 - Isaac Regional Planning Scheme 2021 v1.2
GMF15 | Gravity Main | Gravity Main (375mm) | SEW-006-Dysart |  | 2025 - Isaac Regional Planning Scheme 2021 v1.2
RMF01 | Rising Main | Rising Main (300mm) | SEW-006-Dysart |  | 2025 - Isaac Regional Planning Scheme 2021 v1.2

## Transport - Existing
Isaac Regional Council |  |  |  |  | Return to Navigation
Local Government Infrastructure Plan
Existing Transport Network
Asset Description Data | [9 empty] | Land Cost Valuation |  | Base Cost Valuation |  |  |  | Base Estimate Valuation |  | Total Asset Valuation |  | Catchment Asset Allocation | [7 empty] | Asset Usage | [8 empty] | Cost Allocation
LGIP ID | IRC Asset # | Asset Type | Road Name | Road Name (Historical LGIPs) | Former LGIP Hierarchy | IRC New Hierarchy | Works Unit Rate Code | Qty Land (m²) | Qty Works (m) | Land Unit Cost | Land Value | Asset Unit Cost | Raw Asset Cost | Cost or Asset Multiplier | Base Cost | On-Cost Allowance (%) | Base Estimate | Grants / Subsidies (Percentage of Works Base Estimate ) | Total Asset Cost | TR01 - Clermont | TR02 - Moranbah | TR03 - Dysart | TR04 - Middlemount | TR05 - Glenden | TR06 - Nebo | TR07 - St. Lawrence | TR08 - Remainder of LGA | TR01 - Clermont | TR02 - Moranbah | TR03 - Dysart | TR04 - Middlemount | TR05 - Glenden | TR06 - Nebo | TR07 - St. Lawrence | TR08 - Remainder of LGA | TOTAL | TR01 - Clermont | TR02 - Moranbah | TR03 - Dysart | TR04 - Middlemount | TR05 - Glenden | TR06 - Nebo | TR07 - St. Lawrence | TR08 - Remainder of LGA | TOTAL
[28 empty] | 17109.4915 | 61712.438 | 25124.337 | 17711.2564 | 6607.2386 | 5186.146 | 1470.608 | 89063.2312 | 223984.7468
0
Roads | [44 empty] | 0
RD001 | C0036837 | Road | Centenary Drive North |  | Urban Major Collector | Urban Major Collector Road | UMC |  | 3431.83 |  | 0 | 4036.2416 | 13851695.1571 | 1 | 13851695.1571 | 15% | 15929449.4307 |  | 15929449.4307 |  |  |  | Y | [7 empty] | 17711.2564 |  |  |  |  | 17711.2564 |  |  |  | 15929449.4307 |  |  |  |  | 15929449.4307
RD002 | C0036838 | Road | Centenary Drive South |  | Urban Major Collector | Urban Major Collector Road | UMC |  | 2646.62 |  | 0 | 4036.2416 | 10682397.8567 | 1 | 10682397.8567 | 15% | 12284757.5353 |  | 12284757.5353 |  |  |  | Y | [7 empty] | 17711.2564 |  |  |  |  | 17711.2564 |  |  |  | 12284757.5353 |  |  |  |  | 12284757.5353
RD003 | C0036976 | Road | James Randell Drive |  | Urban Major Collector | Urban Major Collector Road | UMC |  | 1098.15 |  | 0 | 4036.2416 | 4432398.7601 | 1 | 4432398.7601 | 15% | 5097258.5741 |  | 5097258.5741 |  |  |  | Y | [7 empty] | 17711.2564 |  |  |  |  | 17711.2564 |  |  |  | 5097258.5741 |  |  |  |  | 5097258.5741
RD004 | C0036844 | Road | Clarence Baker Drive |  | Urban Major Collector | Urban Major Collector Road | UMC |  | 1406.45 |  | 0 | 4036.2416 | 5676772.0586 | 1 | 5676772.0586 | 15% | 6528287.8673 |  | 6528287.8673 |  |  |  | Y | [7 empty] | 17711.2564 |  |  |  |  | 17711.2564 |  |  |  | 6528287.8673 |  |  |  |  | 6528287.8673
RD005 | C0036774 | Road | Beardmore Crescent |  | Urban Major Collector | Urban Major Collector Road | UMC |  | 1487.48 |  | 0 | 4036.2416 | 6003828.7189 | 1 | 6003828.7189 | 15% | 6904403.0267 |  | 6904403.0267 |  |  | Y | [7 empty] | 25124.337 | [5 empty] | 25124.337 |  |  | 6904403.0267 | [5 empty] | 6904403.0267
RD006 | C0036833 | Road | Caswell Street |  | Urban Major Collector | Urban Major Collector Road | UMC |  | 433.456 |  | 0 | 4036.2416 | 1749533.1575 | 1 | 1749533.1575 | 15% | 2011963.1312 |  | 2011963.1312 |  |  | Y | [7 empty] | 25124.337 | [5 empty] | 25124.337 |  |  | 2011963.1312 | [5 empty] | 2011963.1312
RD007 | C0036944 | Road | Hannah Crescent |  | Urban Major Collector | Urban Major Collector Road | UMC |  | 1378.1 |  | 0 | 4036.2416 | 5562344.608 | 1 | 5562344.608 | 15% | 6396696.2992 |  | 6396696.2992 |  |  | Y | [7 empty] | 25124.337 | [5 empty] | 25124.337 |  |  | 6396696.2992 | [5 empty] | 6396696.2992
RD008 | C0037079 | Road | Murphy Street |  | Urban Major Collector | Urban Major Collector Road | UMC |  | 652.247 |  | 0 | 4036.2416 | 2632626.5028 | 1 | 2632626.5028 | 15% | 3027520.4782 |  | 3027520.4782 |  |  | Y | [7 empty] | 25124.337 | [5 empty] | 25124.337 |  |  | 3027520.4782 | [5 empty] | 3027520.4782
RD009 | C0037133 | Road | Queen Elizabeth Drive |  | Urban Sub Arterial | Urban Arterial Road | USA |  | 2686.42 |  | 0 | 5180.405 | 13916743.5102 | 1 | 13916743.5102 | 15% | 16004255.0367 |  | 16004255.0367 |  |  | Y | [7 empty] | 25124.337 | [5 empty] | 25124.337 |  |  | 16004255.0367 | [5 empty] | 16004255.0367
RD010 | C0037247 | Road | Winterer Crescent |  | Urban Major Collector | Urban Major Collector Road | UMC |  | 902.513 |  | 0 | 4036.2416 | 3642760.5538 | 1 | 3642760.5538 | 15% | 4189174.6369 |  | 4189174.6369 |  |  | Y | [7 empty] | 25124.337 | [5 empty] | 25124.337 |  |  | 4189174.6369 | [5 empty] | 4189174.6369
RD012 | C0036900 | Road | Fisher Street |  | Urban Major Collector | Urban Major Collector Road | UMC |  | 1805.26 |  | 0 | 4036.2416 | 7286465.5881 | 1 | 7286465.5881 | 15% | 8379435.4264 |  | 8379435.4264 |  |  | Y | [7 empty] | 25124.337 | [5 empty] | 25124.337 |  |  | 8379435.4264 | [5 empty] | 8379435.4264
RD013 | C0036575 | Road | Curtin Street |  | Urban Major Collector | Urban Major Collector Road | UMC |  | 202.745 |  | 0 | 4036.2416 | 818327.8119 | 1 | 818327.8119 | 15% | 941076.9837 |  | 941076.9837 |  | Y | [7 empty] | 61712.438 | [6 empty] | 61712.438 |  | 941076.9837 | [6 empty] | 941076.9837
RD014 | C0036577 | Road | Bacon Street |  | Urban Major Collector | Urban Major Collector Road | UMC |  | 572.693 |  | 0 | 4036.2416 | 2311527.3352 | 1 | 2311527.3352 | 15% | 2658256.4354 |  | 2658256.4354 |  | Y | [7 empty] | 61712.438 | [6 empty] | 61712.438 |  | 2658256.4354 | [6 empty] | 2658256.4354
RD015 | C0036634 | Road | Archer Drive |  | Urban Major Collector | Urban Major Collector Road | UMC |  | 722.811 |  | 0 | 4036.2416 | 2917439.8581 | 1 | 2917439.8581 | 15% | 3355055.8368 |  | 3355055.8368 |  | Y | [7 empty] | 61712.438 | [6 empty] | 61712.438 |  | 3355055.8368 | [6 empty] | 3355055.8368
RD016 | C0036635 | Road | Belshore Street |  | Urban Major Collector | Urban Major Collector Road | UMC |  | 498.276 |  | 0 | 4036.2416 | 2011162.3408 | 1 | 2011162.3408 | 15% | 2312836.6919 |  | 2312836.6919 |  | Y | [7 empty] | 61712.438 | [6 empty] | 61712.438 |  | 2312836.6919 | [6 empty] | 2312836.6919
RD017 | C0036639 | Road | Appleton Street |  | Urban Major Collector | Urban Major Collector Road | UMC |  | 292.239 |  | 0 | 4036.2416 | 1179547.2215 | 1 | 1179547.2215 | 15% | 1356479.3047 |  | 1356479.3047 |  | Y | [7 empty] | 61712.438 | [6 empty] | 61712.438 |  | 1356479.3047 | [6 empty] | 1356479.3047
RD018 | C0036642 | Road | Clements Street |  | Urban Major Collector | Urban Major Collector Road | UMC |  | 1774.48 |  | 0 | 4036.2416 | 7162230.0704 | 1 | 7162230.0704 | 15% | 8236564.5809 |  | 8236564.5809 |  | Y | [7 empty] | 61712.438 | [6 empty] | 61712.438 |  | 8236564.5809 | [6 empty] | 8236564.5809
RD019 | C0036665 | Road | McCool Street |  | Urban Major Collector | Urban Major Collector Road | UMC |  | 1531.55 |  | 0 | 4036.2416 | 6181705.8881 | 1 | 6181705.8881 | 15% | 7108961.7713 |  | 7108961.7713 |  | Y | [7 empty] | 61712.438 | [6 empty] | 61712.438 |  | 7108961.7713 | [6 empty] | 7108961.7713
RD020 | C0036716 | Road | Utah Drive |  | Urban Major Collector | Urban Major Collector Road | UMC |  | 1613.91 |  | 0 | 4036.2416 | 6514130.7498 | 1 | 6514130.7498 | 15% | 7491250.3622 |  | 7491250.3622 |  | Y | [7 empty] | 61712.438 | [6 empty] | 61712.438 |  | 7491250.3622 | [6 empty] | 7491250.3622
RD021 | C0036697 | Road | Griffin Street |  | Urban Major Collector | Urban Major Collector Road | UMC |  | 382.492 |  | 0 | 4036.2416 | 1543830.1384 | 1 | 1543830.1384 | 15% | 1775404.6592 |  | 1775404.6592 |  | Y | [7 empty] | 61712.438 | [6 empty] | 61712.438 |  | 1775404.6592 | [6 empty] | 1775404.6592
RD022 | C0036952 | Road | Hetherington Street |  | Urban Major Collector | Urban Major Collector Road | UMC |  | 244.779 |  | 0 | 4036.2416 | 987987.1931 | 1 | 987987.1931 | 15% | 1136185.2721 |  | 1136185.2721 | Y | [7 empty] | 17109.4915 | [7 empty] | 17109.4915 | 1136185.2721 | [7 empty] | 1136185.2721
RD023 | C0036893 | Road | East Street |  | Urban Major Collector | Urban Major Collector Road | UMC |  | 781.589 |  | 0 | 4036.2416 | 3154682.0694 | 1 | 3154682.0694 | 15% | 3627884.3798 |  | 3627884.3798 | Y | [7 empty] | 17109.4915 | [7 empty] | 17109.4915 | 3627884.3798 | [7 empty] | 3627884.3798
RD024 | C0036907 | Road | Francis Street |  | Urban Major Collector | Urban Major Collector Road | UMC |  | 971.877 |  | 0 | 4036.2416 | 3922730.4191 | 1 | 3922730.4191 | 15% | 4511139.982 |  | 4511139.982 | Y | [7 empty] | 17109.4915 | [7 empty] | 17109.4915 | 4511139.982 | [7 empty] | 4511139.982
RD027 | C0036751 | Road | Alpha By-Pass Road |  | Rural Sub Arterial | Rural Collector Road (Class 4) | RSA |  | 5420.85 |  | 0 | 1057.9131 | 5734788.1471 | 1 | 5734788.1471 | 15% | 6595006.3692 | 75% | 1648751.5923 | [7 empty] | Y | [7 empty] | 89063.2312 | 89063.2312 | [7 empty] | 1648751.5923 | 1648751.5923
RD028 | C0036762 | Road | Avon Road | Amaroo Road | Rural Major Collector | Rural Collector Road (Class 4) | RMC |  | 19555.1 |  | 0 | 846.3305 | 16550076.9352 | 1 | 16550076.9352 | 15% | 19032588.4755 | 75% | 4758147.1189 | [7 empty] | Y | [7 empty] | 89063.2312 | 89063.2312 | [7 empty] | 4758147.1189 | 4758147.1189
RD029 | C0036754 | Road | Anne Street |  | Urban Major Collector | Urban Major Collector Road | UMC |  | 156.138 |  | 0 | 4036.2416 | 630210.6976 | 1 | 630210.6976 | 15% | 724742.3023 |  | 724742.3023 | [5 empty] | Y | [7 empty] | 5186.146 |  |  | 5186.146 | [5 empty] | 724742.3023 |  |  | 724742.3023
RD030 | C0036762 | Road | Avon Road |  | Rural Major Collector | Rural Collector Road (Class 4) | RMC |  | 23297.8 |  | 0 | 846.3305 | 19717637.9779 | 1 | 19717637.9779 | 15% | 22675283.6745 | 75% | 5668820.9186 | [7 empty] | Y | [7 empty] | 89063.2312 | 89063.2312 | [7 empty] | 5668820.9186 | 5668820.9186
RD031 | C0036771 | Road | Barwon Park-Middlemount Road |  | Rural Major Collector | Rural Collector Road (Class 4) | RMC |  | 33461.4 |  | 0 | 846.3305 | 28319402.3226 | 1 | 28319402.3226 | 15% | 32567312.671 | 75% | 8141828.1678 | [7 empty] | Y | [7 empty] | 89063.2312 | 89063.2312 | [7 empty] | 8141828.1678 | 8141828.1678
RD032 | C0036788 | Road | Booroondarra - Capella Road |  | Rural Sub Arterial | Rural Arterial Road (C Route) | RSA |  | 27687 |  | 0 | 1057.9131 | 29290439.586 | 1 | 29290439.586 | 15% | 33684005.5239 | 75% | 8421001.381 | [7 empty] | Y | [7 empty] | 89063.2312 | 89063.2312 | [7 empty] | 8421001.381 | 8421001.381
RD033 | C0036828 | Road | Carmila Beach Road |  | Rural Major Collector | Rural Collector Road (Class 4) | RMC |  | 5696.43 |  | 0 | 846.3305 | 4821062.2679 | 1 | 4821062.2679 | 15% | 5544221.6081 | 75% | 1386055.402 | [7 empty] | Y | [7 empty] | 89063.2312 | 89063.2312 | [7 empty] | 1386055.402 | 1386055.402
RD034 | C0037120 | Road | Pioneer Road | Clydevale Road | Rural Major Collector | Rural Collector Road (Class 4) | RMC |  | 21294.7 |  | 0 | 846.3305 | 18022353.4174 | 1 | 18022353.4174 | 15% | 20725706.43 | 75% | 5181426.6075 | [7 empty] | Y | [7 empty] | 89063.2312 | 89063.2312 | [7 empty] | 5181426.6075 | 5181426.6075
RD035 | C0036865 | Road | Cotherstone-Capella Road |  | Rural Major Collector | Rural Collector Road (Class 4) | RMC |  | 17114.3 |  | 0 | 846.3305 | 14484353.5288 | 1 | 14484353.5288 | 15% | 16657006.5582 | 75% | 4164251.6395 | [7 empty] | Y | [7 empty] | 89063.2312 | 89063.2312 | [7 empty] | 4164251.6395 | 4164251.6395
RD036 | C0036753 | Road | Daunia Road |  | Rural Major Collector | Rural Collector Road (Class 4) | RMC |  | 14135.1 |  | 0 | 846.3305 | 11962965.7985 | 1 | 11962965.7985 | 15% | 13757410.6683 | 75% | 3439352.6671 | [7 empty] | Y | [7 empty] | 89063.2312 | 89063.2312 | [7 empty] | 3439352.6671 | 3439352.6671
RD037 | C0036889 | Road | Dysart By-Pass Road |  | Rural Sub Arterial | Rural Arterial Road (C Route) | RSA |  | 2818.52 |  | 0 | 1057.9131 | 2981749.1885 | 1 | 2981749.1885 | 15% | 3429011.5668 | 75% | 857252.8917 |  |  | Y | [7 empty] | 25124.337 | [5 empty] | 25124.337 |  |  | 857252.8917 | [5 empty] | 857252.8917
RD038 | C0036888 | Road | Dysart-Clermont Road |  | Rural Major Collector | Rural Arterial Road (C Route) | RMC |  | 36939.7 |  | 0 | 846.3305 | 31263193.5895 | 1 | 31263193.5895 | 15% | 35952672.628 | 75% | 8988168.157 | [7 empty] | Y | [7 empty] | 89063.2312 | 89063.2312 | [7 empty] | 8988168.157 | 8988168.157
RD039 | C0036897 | Road | Elgin Road |  | Rural Major Collector | Rural Arterial Road (C Route) | RMC |  | 56074.1 |  | 0 | 846.3305 | 47457219.2968 | 1 | 47457219.2968 | 15% | 54575802.1914 | 75% | 13643950.5478 | [7 empty] | Y | [7 empty] | 89063.2312 | 89063.2312 | [7 empty] | 13643950.5478 | 13643950.5478
RD040 | C0036924 | Road | Gilbert Avenue |  | Urban Major Collector | Urban Major Collector Road | UMC |  | 1911.85 |  | 0 | 4036.2416 | 7716688.5848 | 1 | 7716688.5848 | 15% | 8874191.8726 |  | 8874191.8726 |  |  |  |  | Y | [7 empty] | 6607.2386 |  |  |  | 6607.2386 |  |  |  |  | 8874191.8726 |  |  |  | 8874191.8726
RD041 | C0036931 | Road | Golden Mile Road |  | Rural Major Collector | Rural Arterial Road (C Route) | RMC |  | 35041.2 |  | 0 | 846.3305 | 29656435.196 | 1 | 29656435.196 | 15% | 34104900.4754 | 75% | 8526225.1189 | [7 empty] | Y | [7 empty] | 89063.2312 | 89063.2312 | [7 empty] | 8526225.1189 | 8526225.1189
RD042 | C0036704 | Road | Goonyella Road |  | Rural Arterial | Rural Arterial Road (C Route) | RA |  | 3921.77 |  | 0 | 1269.4957 | 4978670.1591 | 1 | 4978670.1591 | 15% | 5725470.683 | 75% | 1431367.6707 |  | Y | [7 empty] | 61712.438 | [6 empty] | 61712.438 |  | 1431367.6707 | [6 empty] | 1431367.6707
RD043 | C0036936 | Road | Greenhill Road |  | Rural Major Collector | Rural Collector Road (Class 4) | RMC |  | 10582.2 |  | 0 | 846.3305 | 8956038.2787 | 1 | 8956038.2787 | 15% | 10299444.0205 | 75% | 2574861.0051 | [7 empty] | Y | [7 empty] | 89063.2312 | 89063.2312 | [7 empty] | 2574861.0051 | 2574861.0051
RD044 | C0036963 | Road | Huntley Road |  | Rural Major Collector | Rural Arterial Road (C Route) | RMC |  | 23059.2 |  | 0 | 846.3305 | 19515703.5282 | 1 | 19515703.5282 | 15% | 22443059.0574 | 75% | 5610764.7644 | [7 empty] | Y | [7 empty] | 89063.2312 | 89063.2312 | [7 empty] | 5610764.7644 | 5610764.7644
RD045 | C0036967 | Road | Ilbilbie Road |  | Rural Major Collector | Rural Collector Road (Class 4) | RMC |  | 3216.83 |  | 0 | 846.3305 | 2722501.2394 | 1 | 2722501.2394 | 15% | 3130876.4254 | 75% | 782719.1063 | [7 empty] | Y | [7 empty] | 89063.2312 | 89063.2312 | [7 empty] | 782719.1063 | 782719.1063
RD046 | C0036971 | Road | Isaac River Road |  | Rural Major Collector | Rural Collector Road (Class 4) | RMC |  | 12417.4 |  | 0 | 846.3305 | 10509223.9536 | 1 | 10509223.9536 | 15% | 12085607.5466 | 75% | 3021401.8867 | [7 empty] | Y | [7 empty] | 89063.2312 | 89063.2312 | [7 empty] | 3021401.8867 | 3021401.8867
RD047 | C0037003 | Road | Laglan Road |  | Rural Sub Arterial | Rural Arterial Road (C Route) | RSA |  | 114630 |  | 0 | 1057.9131 | 121268576.9401 | 1 | 121268576.9401 | 15% | 139458863.4811 | 75% | 34864715.8703 | [7 empty] | Y | [7 empty] | 89063.2312 | 89063.2312 | [7 empty] | 34864715.8703 | 34864715.8703
RD048 | C0037031 | Road | Lotus Creek Road |  | Rural Major Collector | Rural Collector Road (Class 4) | RMC |  | 24823.6 |  | 0 | 846.3305 | 21008969.006 | 1 | 21008969.006 | 15% | 24160314.3569 | 75% | 6040078.5892 | [7 empty] | Y | [7 empty] | 89063.2312 | 89063.2312 | [7 empty] | 6040078.5892 | 6040078.5892
RD049 | C0037034 | Road | Mackenzie River-Capella Road |  | Rural Major Collector | Rural Collector Road (Class 4) | RMC |  | 52641.1 |  | 0 | 846.3305 | 44551766.8001 | 1 | 44551766.8001 | 15% | 51234531.8201 | 75% | 12808632.955 | [7 empty] | Y | [7 empty] | 89063.2312 | 89063.2312 | [7 empty] | 12808632.955 | 12808632.955
RD050 | C0037074 | Road | Mount McLaren Road |  | Rural Major Collector | Rural Collector Road (Class 4) | RMC |  | 19628.9 |  | 0 | 846.3305 | 16612536.1237 | 1 | 16612536.1237 | 15% | 19104416.5423 | 75% | 4776104.1356 | [7 empty] | Y | [7 empty] | 89063.2312 | 89063.2312 | [7 empty] | 4776104.1356 | 4776104.1356
RD051 | C0037076 | Road | Mt Stuart-Bedford Weir Road |  | Rural Major Collector | Rural Arterial Road (C Route) | RMC |  | 41101.1 |  | 0 | 846.3305 | 34785113.1992 | 1 | 34785113.1992 | 15% | 40002880.179 | 75% | 10000720.0448 | [7 empty] | Y | [7 empty] | 89063.2312 | 89063.2312 | [7 empty] | 10000720.0448 | 10000720.0448
RD052 | C0036736 | Road | Peak Downs Mine Road |  | Rural Sub Arterial | Rural Arterial Road (C Route) | RSA |  | 23526.3 |  | 0 | 1057.9131 | 24888780.613 | 1 | 24888780.613 | 15% | 28622097.7049 | 75% | 7155524.4262 | [7 empty] | Y | [7 empty] | 89063.2312 | 89063.2312 | [7 empty] | 7155524.4262 | 7155524.4262
RD053 | C0037115 | Road | Peakvale Road |  | Rural Major Collector | Rural Collector Road (Class 4) | RMC |  | 50878.3 |  | 0 | 846.3305 | 43059855.4511 | 1 | 43059855.4511 | 15% | 49518833.7688 | 75% | 12379708.4422 | [7 empty] | Y | [7 empty] | 89063.2312 | 89063.2312 | [7 empty] | 12379708.4422 | 12379708.4422
RD054 | C0037117 | Road | Perry Drive |  | Urban Sub Arterial | Urban Major Collector Road | USA |  | 2165.55 |  | 0 | 5180.405 | 11218425.9753 | 1 | 11218425.9753 | 15% | 12901189.8715 |  | 12901189.8715 |  |  |  |  | Y | [7 empty] | 6607.2386 |  |  |  | 6607.2386 |  |  |  |  | 12901189.8715 |  |  |  | 12901189.8715
RD055 | C0037136 | Road | Railway Parade |  | Urban Major Collector | Urban Major Collector Road | UMC |  | 806.249 |  | 0 | 4036.2416 | 3254215.7883 | 1 | 3254215.7883 | 15% | 3742348.1565 |  | 3742348.1565 | [6 empty] | Y | [7 empty] | 1470.608 |  | 1470.608 | [6 empty] | 3742348.1565 |  | 3742348.1565
RD056 | C0037142 | Road | Reynolds Street |  | Urban Major Collector | Urban Major Collector Road | UMC |  | 227.393 |  | 0 | 4036.2416 | 917813.0959 | 1 | 917813.0959 | 15% | 1055485.0603 |  | 1055485.0603 | [5 empty] | Y | [7 empty] | 5186.146 |  |  | 5186.146 | [5 empty] | 1055485.0603 |  |  | 1055485.0603
RD057 | C0037149 | Road | Robinson Street |  | Urban Major Collector | Urban Major Collector Road | UMC |  | 90.8531 |  | 0 | 4036.2416 | 366705.0656 | 1 | 366705.0656 | 15% | 421710.8254 |  | 421710.8254 |  |  |  |  | Y | [7 empty] | 6607.2386 |  |  |  | 6607.2386 |  |  |  |  | 421710.8254 |  |  |  | 421710.8254
RD058 | C0037150 | Road | Rolfe Creek-May Downs Road |  | Rural Major Collector | Rural Collector Road (Class 4) | RMC |  | 18595.2 |  | 0 | 846.3305 | 15737684.3189 | 1 | 15737684.3189 | 15% | 18098336.9668 | 75% | 4524584.2417 | [7 empty] | Y | [7 empty] | 89063.2312 | 89063.2312 | [7 empty] | 4524584.2417 | 4524584.2417
RD059 | C0037157 | Road | Rubyvale Road |  | Rural Sub Arterial | Rural Collector Road (Class 4 | RSA |  | 8552.37 |  | 0 | 1057.9131 | 9047664.1313 | 1 | 9047664.1313 | 15% | 10404813.7509 | 75% | 2601203.4377 | [7 empty] | Y | [7 empty] | 89063.2312 | 89063.2312 | [7 empty] | 2601203.4377 | 2601203.4377
RD060 | C0037160 | Road | Russell Park Road |  | Rural Major Collector | Rural Collector Road (Class 4) | RMC |  | 27618.1 |  | 0 | 846.3305 | 23374039.4988 | 1 | 23374039.4988 | 15% | 26880145.4237 | 75% | 6720036.3559 | [7 empty] | Y | [7 empty] | 89063.2312 | 89063.2312 | [7 empty] | 6720036.3559 | 6720036.3559
RD061 | C0037182 | Road | Spoonbill Road |  | Rural Major Collector | Rural Collector Road (Class 4) | RMC |  | 8105.86 |  | 0 | 846.3305 | 6860236.2875 | 1 | 6860236.2875 | 15% | 7889271.7306 | 75% | 1972317.9327 | [7 empty] | Y | [7 empty] | 89063.2312 | 89063.2312 | [7 empty] | 1972317.9327 | 1972317.9327
RD062 | C0037214 | Road | Turrawalla Road | Turrawalla Road Seg A | Rural Major Collector | Rural Collector Road (Class 4) | RMC |  | 16271.6 |  | 0 | 846.3305 | 13771150.8434 | 1 | 13771150.8434 | 15% | 15836823.47 | 75% | 3959205.8675 | [7 empty] | Y | [7 empty] | 89063.2312 | 89063.2312 | [7 empty] | 3959205.8675 | 3959205.8675
RD063 | C0037214 | Road | Turrawalla Road | Turrawalla Road Seg B | Rural Major Collector | Rural Collector Road (Class 4) | RMC |  | 38737.5 |  | 0 | 846.3305 | 32784726.505 | 1 | 32784726.505 | 15% | 37702435.4807 | 75% | 9425608.8702 | [7 empty] | Y | [7 empty] | 89063.2312 | 89063.2312 | [7 empty] | 9425608.8702 | 9425608.8702
RD064 | C0037214 | Road | Turrawalla Road | Turrawulla Road Seg C | Rural Major Collector | Rural Arterial Road (C Route) | RMC |  | 33769.2 |  | 0 | 846.3305 | 28579902.8407 | 1 | 28579902.8407 | 15% | 32866888.2668 | 75% | 8216722.0667 | [7 empty] | Y | [7 empty] | 89063.2312 | 89063.2312 | [7 empty] | 8216722.0667 | 8216722.0667
RD065 | C0037220 | Road | Valkyrie Road |  | Rural Major Collector | Rural Collector Road (Class 4) | RMC |  | 54335.9 |  | 0 | 846.3305 | 45986127.6773 | 1 | 45986127.6773 | 15% | 52884046.8289 | 75% | 13221011.7072 | [7 empty] | Y | [7 empty] | 89063.2312 | 89063.2312 | [7 empty] | 13221011.7072 | 13221011.7072
RD066 | C0037225 | Road | Walthum Road |  | Rural Major Collector | Rural Collector Road (Class 4) | RMC |  | 66290.8 |  | 0 | 846.3305 | 56103923.7895 | 1 | 56103923.7895 | 15% | 64519512.3579 | 75% | 16129878.0895 | [7 empty] | Y | [7 empty] | 89063.2312 | 89063.2312 | [7 empty] | 16129878.0895 | 16129878.0895
RD067 | C0037243 | Road | Wuthung Road |  | Rural Major Collector | Rural Collector Road (Class 4) | RMC |  | 49625.9 |  | 0 | 846.3305 | 41999911.1729 | 1 | 41999911.1729 | 15% | 48299897.8489 | 75% | 12074974.4622 | [7 empty] | Y | [7 empty] | 89063.2312 | 89063.2312 | [7 empty] | 12074974.4622 | 12074974.4622
RD068 | C0037142 | Road | Reynolds Street |  | Urban Major Collector | Urban Major Collector Road | UMC |  | 465.493 |  | 0 | 4036.2416 | 1878842.231 | 1 | 1878842.231 | 15% | 2160668.5657 |  | 2160668.5657 | [5 empty] | Y | [7 empty] | 5186.146 |  |  | 5186.146 | [5 empty] | 2160668.5657 |  |  | 2160668.5657
RD069 | C0036715 | Road | Mills Avenue |  | Urban Sub Arterial | Urban Arterial Road | USA |  | 2342.36 |  | 0 | 5180.405 | 12134373.3774 | 1 | 12134373.3774 | 15% | 13954529.384 |  | 13954529.384 |  | Y | [7 empty] | 61712.438 | [6 empty] | 61712.438 |  | 13954529.384 | [6 empty] | 13954529.384
RD070 | C0036715 | Road | Mills Avenue |  | Urban Major Collector | Urban Major Collector Road | UMC |  | 794.257 |  | 0 | 4036.2416 | 3205813.1785 | 1 | 3205813.1785 | 15% | 3686685.1553 |  | 3686685.1553 |  | Y | [7 empty] | 61712.438 | [6 empty] | 61712.438 |  | 3686685.1553 | [6 empty] | 3686685.1553
RD071 | C0036734 | Road | Moranbah Access Road |  | Rural Arterial | Rural Arterial Road (C Route) | RA |  | 10208.6 |  | 0 | 1269.4957 | 12959773.8231 | 1 | 12959773.8231 | 15% | 14903739.8966 | 75% | 3725934.9741 | [7 empty] | Y | [7 empty] | 89063.2312 | 89063.2312 | [7 empty] | 3725934.9741 | 3725934.9741
RD072 | C0036734 | Road | Moranbah Access Road |  | Rural Arterial | Rural Arterial Road (C Route) | RA |  | 171.35 |  | 0 | 1269.4957 | 217528.0885 | 1 | 217528.0885 | 15% | 250157.3018 | 75% | 62539.3255 | [7 empty] | Y | [7 empty] | 89063.2312 | 89063.2312 | [7 empty] | 62539.3255 | 62539.3255
RD073 | C0036734 | Road | Moranbah Access Road |  | Rural Arterial | Rural Arterial Road (C Route) | RA |  | 21.9069 |  | 0 | 1269.4957 | 27810.7154 | 1 | 27810.7154 | 15% | 31982.3227 | 75% | 7995.5807 | [7 empty] | Y | [7 empty] | 89063.2312 | 89063.2312 | [7 empty] | 7995.5807 | 7995.5807
RD074 | C0036734 | Road | Moranbah Access Road |  | Rural Arterial | Rural Arterial Road (C Route) | RA |  | 74.0131 |  | 0 | 1269.4957 | 93959.3123 | 1 | 93959.3123 | 15% | 108053.2092 | 75% | 27013.3023 | [7 empty] | Y | [7 empty] | 89063.2312 | 89063.2312 | [7 empty] | 27013.3023 | 27013.3023
RD075 | C0036734 | Road | Moranbah Access Road |  | Rural Arterial | Rural Arterial Road (C Route) | RA |  | 21.9616 |  | 0 | 1269.4957 | 27880.1568 | 1 | 27880.1568 | 15% | 32062.1803 | 75% | 8015.5451 | [7 empty] | Y | [7 empty] | 89063.2312 | 89063.2312 | [7 empty] | 8015.5451 | 8015.5451
RD076 | C0036734 | Road | Moranbah Access Road |  | Rural Arterial | Rural Arterial Road (C Route) | RA |  | 44.798 |  | 0 | 1269.4957 | 56870.8685 | 1 | 56870.8685 | 15% | 65401.4987 | 75% | 16350.3747 | [7 empty] | Y | [7 empty] | 89063.2312 | 89063.2312 | [7 empty] | 16350.3747 | 16350.3747
RD077 | C0036734 | Road | Moranbah Access Road |  | Rural Arterial | Rural Arterial Road (C Route) | RA |  | 22.0489 |  | 0 | 1269.4957 | 27990.9838 | 1 | 27990.9838 | 15% | 32189.6314 | 75% | 8047.4078 | [7 empty] | Y | [7 empty] | 89063.2312 | 89063.2312 | [7 empty] | 8047.4078 | 8047.4078
RD078 | C0036734 | Road | Moranbah Access Road |  | Rural Arterial | Rural Arterial Road (C Route) | RA |  | 32.9742 |  | 0 | 1269.4957 | 41860.6052 | 1 | 41860.6052 | 15% | 48139.696 | 75% | 12034.924 | [7 empty] | Y | [7 empty] | 89063.2312 | 89063.2312 | [7 empty] | 12034.924 | 12034.924
RD079 | C0036734 | Road | Moranbah Access Road |  | Rural Arterial | Rural Arterial Road (C Route) | RA |  | 22.0818 |  | 0 | 1269.4957 | 28032.7502 | 1 | 28032.7502 | 15% | 32237.6627 | 75% | 8059.4157 | [7 empty] | Y | [7 empty] | 89063.2312 | 89063.2312 | [7 empty] | 8059.4157 | 8059.4157
RD080 | C0036734 | Road | Moranbah Access Road |  | Rural Arterial | Rural Arterial Road (C Route) | RA |  | 45.0267 |  | 0 | 1269.4957 | 57161.2021 | 1 | 57161.2021 | 15% | 65735.3824 | 75% | 16433.8456 | [7 empty] | Y | [7 empty] | 89063.2312 | 89063.2312 | [7 empty] | 16433.8456 | 16433.8456
RD081 | C0036734 | Road | Moranbah Access Road |  | Rural Arterial | Rural Arterial Road (C Route) | RA |  | 21.9933 |  | 0 | 1269.4957 | 27920.3998 | 1 | 27920.3998 | 15% | 32108.4598 | 75% | 8027.1149 | [7 empty] | Y | [7 empty] | 89063.2312 | 89063.2312 | [7 empty] | 8027.1149 | 8027.1149
RD082 | C0036734 | Road | Moranbah Access Road |  | Rural Arterial | Rural Arterial Road (C Route) | RA |  | 78.037 |  | 0 | 1269.4957 | 99067.6361 | 1 | 99067.6361 | 15% | 113927.7815 | 75% | 28481.9454 | [7 empty] | Y | [7 empty] | 89063.2312 | 89063.2312 | [7 empty] | 28481.9454 | 28481.9454
RD083 | C0036734 | Road | Moranbah Access Road |  | Rural Arterial | Rural Arterial Road (C Route) | RA |  | 21.8605 |  | 0 | 1269.4957 | 27751.8108 | 1 | 27751.8108 | 15% | 31914.5824 | 75% | 7978.6456 | [7 empty] | Y | [7 empty] | 89063.2312 | 89063.2312 | [7 empty] | 7978.6456 | 7978.6456
RD084 | C0036734 | Road | Moranbah Access Road |  | Rural Arterial | Rural Arterial Road (C Route) | RA |  | 189.065 |  | 0 | 1269.4957 | 240017.2049 | 1 | 240017.2049 | 15% | 276019.7856 | 75% | 69004.9464 | [7 empty] | Y | [7 empty] | 89063.2312 | 89063.2312 | [7 empty] | 69004.9464 | 69004.9464
RD085 | C0036734 | Road | Moranbah Access Road |  | Rural Arterial | Rural Arterial Road (C Route) | RA |  | 59.8124 |  | 0 | 1269.4957 | 75931.5847 | 1 | 75931.5847 | 15% | 87321.3224 | 75% | 21830.3306 | [7 empty] | Y | [7 empty] | 89063.2312 | 89063.2312 | [7 empty] | 21830.3306 | 21830.3306
RD086 | C0036734 | Road | Moranbah Access Road |  | Rural Arterial | Rural Arterial Road (C Route) | RA |  | 207.039 |  | 0 | 1269.4957 | 262835.1206 | 1 | 262835.1206 | 15% | 302260.3887 | 75% | 75565.0972 | [7 empty] | Y | [7 empty] | 89063.2312 | 89063.2312 | [7 empty] | 75565.0972 | 75565.0972
RD087 | C0036734 | Road | Moranbah Access Road |  | Rural Arterial | Rural Arterial Road (C Route) | RA |  | 741.838 |  | 0 | 1269.4957 | 941760.1526 | 1 | 941760.1526 | 15% | 1083024.1754 | 75% | 270756.0439 |  | Y | [7 empty] | 61712.438 | [6 empty] | 61712.438 |  | 270756.0439 | [6 empty] | 270756.0439
TRF_022 | C0036734 | Road | Moranbah Access Road |  | Urban Arterial Road | Urban Arterial Road | USA |  | 559 |  | 0 | 5180.405 | 2895846.3763 | 1 | 2895846.3763 | 15% | 3330223.3327 |  | 3330223.3327 |  | Y | [7 empty] | 61712.438 | [6 empty] | 61712.438 |  | 3330223.3327 | [6 empty] | 3330223.3327
RD089 | C0037208 | Road | Tropic Street |  | Urban Major Collector | Urban Major Collector Road | UMC |  | 333.156 |  | 0 | 4036.2416 | 1344698.1208 | 1 | 1344698.1208 | 15% | 1546402.8389 |  | 1546402.8389 | Y | [7 empty] | 17109.4915 | [7 empty] | 17109.4915 | 1546402.8389 | [7 empty] | 1546402.8389
RD090 | C0036979 | Road | Jellicoe Street |  | Urban Major Collector | Urban Major Collector Road | UMC |  | 230.709 |  | 0 | 4036.2416 | 931197.2732 | 1 | 931197.2732 | 15% | 1070876.8642 |  | 1070876.8642 | Y | [7 empty] | 17109.4915 | [7 empty] | 17109.4915 | 1070876.8642 | [7 empty] | 1070876.8642
RD091 | C0036979 | Road | Jellicoe Street |  | Urban Major Collector | Urban Major Collector Road | UMC |  | 230.011 |  | 0 | 4036.2416 | 928379.9765 | 1 | 928379.9765 | 15% | 1067636.973 |  | 1067636.973 | Y | [7 empty] | 17109.4915 | [7 empty] | 17109.4915 | 1067636.973 | [7 empty] | 1067636.973
RD092 | C0036824 | Road | Capricorn Street |  | Urban Major Collector | Urban Major Collector Road | UMC |  | 1408.52 |  | 0 | 4036.2416 | 5685127.0788 | 1 | 5685127.0788 | 15% | 6537896.1406 |  | 6537896.1406 | Y | [7 empty] | 17109.4915 | [7 empty] | 17109.4915 | 6537896.1406 | [7 empty] | 6537896.1406
RD093 | C0036950 | Road | Herschel Street |  | Urban Major Collector | Urban Major Collector Road | UMC |  | 926.742 |  | 0 | 4036.2416 | 3740554.6526 | 1 | 3740554.6526 | 15% | 4301637.8504 |  | 4301637.8504 | Y | [7 empty] | 17109.4915 | [7 empty] | 17109.4915 | 4301637.8504 | [7 empty] | 4301637.8504
RD094 | C0037107 | Road | Oxford Street |  | Urban Major Collector | Urban Major Collector Road | UMC |  | 251.693 |  | 0 | 4036.2416 | 1015893.7678 | 1 | 1015893.7678 | 15% | 1168277.833 |  | 1168277.833 | [5 empty] | Y | [7 empty] | 5186.146 |  |  | 5186.146 | [5 empty] | 1168277.833 |  |  | 1168277.833
RD095 | C0037107 | Road | Oxford Street |  | Urban Major Collector | Urban Major Collector Road | UMC |  | 1043.18 |  | 0 | 4036.2416 | 4210526.557 | 1 | 4210526.557 | 15% | 4842105.5405 |  | 4842105.5405 | [5 empty] | Y | [7 empty] | 5186.146 |  |  | 5186.146 | [5 empty] | 4842105.5405 |  |  | 4842105.5405
RD096 | C0037207 | Road | Trimmer Street |  | Urban Major Collector | Urban Major Collector Road | UMC |  | 460.782 |  | 0 | 4036.2416 | 1859827.4967 | 1 | 1859827.4967 | 15% | 2138801.6212 |  | 2138801.6212 | [5 empty] | Y | [7 empty] | 5186.146 |  |  | 5186.146 | [5 empty] | 2138801.6212 |  |  | 2138801.6212
RD097 | C0037207 | Road | Trimmer Street |  | Urban Major Collector | Urban Major Collector Road | UMC |  | 159.48 |  | 0 | 4036.2416 | 643699.8172 | 1 | 643699.8172 | 15% | 740254.7898 |  | 740254.7898 | [5 empty] | Y | [7 empty] | 5186.146 |  |  | 5186.146 | [5 empty] | 740254.7898 |  |  | 740254.7898
RD098 | C0037182 | Road | Spoonbill Road |  | Urban Major Collector | Urban Major Collector Road | UMC |  | 145.325 |  | 0 | 4036.2416 | 586566.8167 | 1 | 586566.8167 | 15% | 674551.8393 |  | 674551.8393 | Y | [7 empty] | 17109.4915 | [7 empty] | 17109.4915 | 674551.8393 | [7 empty] | 674551.8393
RD099 | C0037253 | Road | Davidson Street |  | Urban Major Collector | Urban Major Collector Road | UMC |  | 464.507 |  | 0 | 4036.2416 | 1874862.4968 | 1 | 1874862.4968 | 15% | 2156091.8713 |  | 2156091.8713 |  |  |  | Y | [7 empty] | 17711.2564 |  |  |  |  | 17711.2564 |  |  |  | 2156091.8713 |  |  |  |  | 2156091.8713
RD100 | C0036645 | Road | Flinders Drive |  | Urban Major Collector | Urban Major Collector Road | UMC |  | 423.5 |  | 0 | 4036.2416 | 1709348.3357 | 1 | 1709348.3357 | 15% | 1965750.5861 |  | 1965750.5861 |  | Y | [7 empty] | 61712.438 | [6 empty] | 61712.438 |  | 1965750.5861 | [6 empty] | 1965750.5861
RD101 | C0036701 | Road | Tallon Street |  | Urban Major Collector | Urban Major Collector Road | UMC |  | 506.967 |  | 0 | 4036.2416 | 2046241.3169 | 1 | 2046241.3169 | 15% | 2353177.5145 |  | 2353177.5145 |  | Y | [7 empty] | 61712.438 | [6 empty] | 61712.438 |  | 2353177.5145 | [6 empty] | 2353177.5145
RD102 | C0036640 | Road | Belyando Avenue |  | Urban Major Collector | Urban Major Collector Road | UMC |  | 1446.16 |  | 0 | 4036.2416 | 5837051.2142 | 1 | 5837051.2142 | 15% | 6712608.8963 |  | 6712608.8963 |  | Y | [7 empty] | 61712.438 | [6 empty] | 61712.438 |  | 6712608.8963 | [6 empty] | 6712608.8963
RD103 | C0036795 | Road | Braeside Road |  | Rural Sub Arterial | Rural Collector Road (Class 4) | RSA |  | 10819.2 |  | 0 | 1057.9131 | 11445773.2499 | 1 | 11445773.2499 | 15% | 13162639.2373 | 75% | 3290659.8093 | [7 empty] | Y | [7 empty] | 89063.2312 | 89063.2312 | [7 empty] | 3290659.8093 | 3290659.8093
RD104 | C0036792 | Road | Bowen Street |  | Urban Major Collector | Urban Major Collector Road | UMC |  | 456.167 |  | 0 | 4036.2416 | 1841200.2415 | 1 | 1841200.2415 | 15% | 2117380.2777 |  | 2117380.2777 | [5 empty] | Y | [7 empty] | 5186.146 |  |  | 5186.146 | [5 empty] | 2117380.2777 |  |  | 2117380.2777
RD105 | C0036899 | Road | Ewan Drive |  | Urban Sub Arterial | Urban Arterial Road | USA |  | 2624.72 |  | 0 | 5180.405 | 13597112.5237 | 1 | 13597112.5237 | 15% | 15636679.4023 |  | 15636679.4023 |  |  |  |  | Y | [7 empty] | 6607.2386 |  |  |  | 6607.2386 |  |  |  |  | 15636679.4023 |  |  |  | 15636679.4023
RD106 | C0036715 | Road | Mills Avenue |  | Urban Major Collector | Urban Major Collector Road | UMC |  | 226.734 |  | 0 | 4036.2416 | 915153.2126 | 1 | 915153.2126 | 15% | 1052426.1945 |  | 1052426.1945 |  | Y | [7 empty] | 61712.438 | [6 empty] | 61712.438 |  | 1052426.1945 | [6 empty] | 1052426.1945
RD107 | C0036716 | Road | Utah Drive |  | Urban Major Collector | Urban Major Collector Road | UMC |  | 495.349 |  | 0 | 4036.2416 | 1999348.2615 | 1 | 1999348.2615 | 15% | 2299250.5008 |  | 2299250.5008 |  | Y | [7 empty] | 61712.438 | [6 empty] | 61712.438 |  | 2299250.5008 | [6 empty] | 2299250.5008
RD108 | C0037196 | Road | Stuart Terrace |  | Urban Major Collector | Urban Major Collector Road | UMC |  | 113.513 |  | 0 | 4036.2416 | 458165.8976 | 1 | 458165.8976 | 15% | 526890.7822 |  | 526890.7822 |  |  |  |  | Y | [7 empty] | 6607.2386 |  |  |  | 6607.2386 |  |  |  |  | 526890.7822 |  |  |  | 526890.7822
RD109 | C0036899 | Road | Ewan Drive |  | Urban Major Collector | Urban Major Collector Road | UMC |  | 259.064 |  | 0 | 4036.2416 | 1045644.905 | 1 | 1045644.905 | 15% | 1202491.6407 |  | 1202491.6407 |  |  |  |  | Y | [7 empty] | 6607.2386 |  |  |  | 6607.2386 |  |  |  |  | 1202491.6407 |  |  |  | 1202491.6407
RD110 | C0036793 | Road | Box Street |  | Urban Major Collector | Urban Major Collector Road | UMC |  | 463.299 |  | 0 | 4036.2416 | 1869986.7169 | 1 | 1869986.7169 | 15% | 2150484.7244 |  | 2150484.7244 | Y | [7 empty] | 17109.4915 | [7 empty] | 17109.4915 | 2150484.7244 | [7 empty] | 2150484.7244
RD111 | C0036823 | Road | Capella Street |  | Urban Major Collector | Urban Arterial Road | UMC |  | 786.047 |  | 0 | 4036.2416 | 3172675.6346 | 1 | 3172675.6346 | 15% | 3648576.9798 |  | 3648576.9798 | Y | [7 empty] | 17109.4915 | [7 empty] | 17109.4915 | 3648576.9798 | [7 empty] | 3648576.9798
RD112 | C0037023 | Road | Lime Street |  | Urban Major Collector | Urban Major Collector Road | UMC |  | 681.533 |  | 0 | 4036.2416 | 2750831.8756 | 1 | 2750831.8756 | 15% | 3163456.6569 |  | 3163456.6569 | Y | [7 empty] | 17109.4915 | [7 empty] | 17109.4915 | 3163456.6569 | [7 empty] | 3163456.6569
RD113 | C0037267 | Road | Powell Street |  | Urban Major Collector | Urban Major Collector Road | UMC |  | 289.899 |  | 0 | 4036.2416 | 1170102.416 | 1 | 1170102.416 | 15% | 1345617.7784 |  | 1345617.7784 |  |  | Y | [7 empty] | 25124.337 | [5 empty] | 25124.337 |  |  | 1345617.7784 | [5 empty] | 1345617.7784
RD114 | C0037266 | Road | Nolan Street |  | Urban Major Collector | Urban Major Collector Road | UMC |  | 299.812 |  | 0 | 4036.2416 | 1210113.6794 | 1 | 1210113.6794 | 15% | 1391630.7313 |  | 1391630.7313 |  |  | Y | [7 empty] | 25124.337 | [5 empty] | 25124.337 |  |  | 1391630.7313 | [5 empty] | 1391630.7313
RD115 | C0036792 | Road | Bowen Street |  | Urban Major Collector | Urban Major Collector Road | UMC |  | 234.087 |  | 0 | 4036.2416 | 944831.6974 | 1 | 944831.6974 | 15% | 1086556.4521 |  | 1086556.4521 | [5 empty] | Y | [7 empty] | 5186.146 |  |  | 5186.146 | [5 empty] | 1086556.4521 |  |  | 1086556.4521
RD116 | C0037081 | Road | Music Street |  | Urban Major Collector | Urban Major Collector Road | UMC |  | 616.048 |  | 0 | 4036.2416 | 2486518.5916 | 1 | 2486518.5916 | 15% | 2859496.3803 |  | 2859496.3803 | [7 empty] | Y | [7 empty] | 89063.2312 | 89063.2312 | [7 empty] | 2859496.3803 | 2859496.3803
RD117 | C0036951 | Road | Hess Avenue |  | Urban Major Collector | Urban Major Collector Road | UMC |  | 401.817 |  | 0 | 4036.2416 | 1621830.5082 | 1 | 1621830.5082 | 15% | 1865105.0844 |  | 1865105.0844 |  |  |  |  | Y | [7 empty] | 6607.2386 |  |  |  | 6607.2386 |  |  |  |  | 1865105.0844 |  |  |  | 1865105.0844
RD118 | C0037219 | Road | Usher Terrace |  | Urban Major Collector | Urban Major Collector Road | UMC |  | 114.807 |  | 0 | 4036.2416 | 463388.7943 | 1 | 463388.7943 | 15% | 532897.1134 |  | 532897.1134 |  |  |  |  | Y | [7 empty] | 6607.2386 |  |  |  | 6607.2386 |  |  |  |  | 532897.1134 |  |  |  | 532897.1134
RD119 | C0037219 | Road | Usher Terrace |  | Urban Major Collector | Urban Major Collector Road | UMC |  | 718.165 |  | 0 | 4036.2416 | 2898687.4794 | 1 | 2898687.4794 | 15% | 3333490.6013 |  | 3333490.6013 |  |  |  |  | Y | [7 empty] | 6607.2386 |  |  |  | 6607.2386 |  |  |  |  | 3333490.6013 |  |  |  | 3333490.6013
RD120 | C0036744 | Road | Airstrip Road |  | Urban Major Collector | Urban Major Collector Road | UMC |  | 485.45 |  | 0 | 4036.2416 | 1959393.5055 | 1 | 1959393.5055 | 15% | 2253302.5313 |  | 2253302.5313 | [5 empty] | Y | [7 empty] | 5186.146 |  |  | 5186.146 | [5 empty] | 2253302.5313 |  |  | 2253302.5313
RD121 | C0037228 | Road | Water Street |  | Urban Major Collector | Urban Major Collector Road | UMC |  | 1191.61 |  | 0 | 4036.2416 | 4809625.904 | 1 | 4809625.904 | 15% | 5531069.7896 |  | 5531069.7896 | [5 empty] | Y | [7 empty] | 5186.146 |  |  | 5186.146 | [5 empty] | 5531069.7896 |  |  | 5531069.7896
RD122 | C0036728 | Road | Thorpe Street |  | Urban Major Collector | Urban Major Collector Road | UMC |  | 253.825 |  | 0 | 4036.2416 | 1024499.035 | 1 | 1024499.035 | 15% | 1178173.8902 |  | 1178173.8902 |  | Y | [7 empty] | 61712.438 | [6 empty] | 61712.438 |  | 1178173.8902 | [6 empty] | 1178173.8902
RD123 | C0036708 | Road | Grosvenor Drive |  | Urban Major Collector | Urban Major Collector Road | UMC |  | 369.001 |  | 0 | 4036.2416 | 1489377.2024 | 1 | 1489377.2024 | 15% | 1712783.7828 |  | 1712783.7828 |  | Y | [7 empty] | 61712.438 | [6 empty] | 61712.438 |  | 1712783.7828 | [6 empty] | 1712783.7828
RD124 | C0036709 | Road | Cunningham Drive |  | Urban Sub Arterial | Urban Arterial Road | USA |  | 281.144 |  | 0 | 5180.405 | 1456439.7739 | 1 | 1456439.7739 | 15% | 1674905.74 |  | 1674905.74 |  | Y | [7 empty] | 61712.438 | [6 empty] | 61712.438 |  | 1674905.74 | [6 empty] | 1674905.74
RD125 | C0036749 | Road | Alfred Quinn Drive |  | Urban Major Collector | Urban Major Collector Road | UMC |  | 1483.57 |  | 0 | 4036.2416 | 5988047.014 | 1 | 5988047.014 | 15% | 6886254.0662 |  | 6886254.0662 |  |  |  | Y | [7 empty] | 17711.2564 |  |  |  |  | 17711.2564 |  |  |  | 6886254.0662 |  |  |  |  | 6886254.0662
RD126 | C0037165 | Road | Saraji Road |  | Rural Sub Arterial | Rural Arterial Road (C Route) | RSA |  | 30004.7 |  | 0 | 1057.9131 | 31742364.7432 | 1 | 31742364.7432 | 15% | 36503719.4547 | 75% | 9125929.8637 | [7 empty] | Y | [7 empty] | 89063.2312 | 89063.2312 | [7 empty] | 9125929.8637 | 9125929.8637
RD127 | C0036736 | Road | Peak Downs Mine Road |  | Rural Sub Arterial | Rural Arterial Road (C Route) | RSA |  | 12929.6 |  | 0 | 1057.9131 | 13678393.0246 | 1 | 13678393.0246 | 15% | 15730151.9782 | 75% | 3932537.9946 | [7 empty] | Y | [7 empty] | 89063.2312 | 89063.2312 | [7 empty] | 3932537.9946 | 3932537.9946
RD128 | CW182484 | Road | Moranbah Access Road |  | Rural Arterial | Rural Arterial Road (C Route) | Project Cost |  | 1500 |  | 0 | 242.0565 | 363084.8 | 1 | 363084.8 | 15% | 417547.52 |  | 417547.52 |  | Y | [7 empty] | 61712.438 | [6 empty] | 61712.438 |  | 417547.52 | [6 empty] | 417547.52
RD129 | CW182605 | Road | Barada Barna Road |  | Rural Major Collector | Rural Collector Road (Class 4) | Project Cost |  | 10090 |  | 0 | 37.0911 | 374249.66 | 1 | 374249.66 | 15% | 430387.109 |  | 430387.109 | [6 empty] | Y | [7 empty] | 1470.608 |  | 1470.608 | [6 empty] | 430387.109 |  | 430387.109
RD130 | CW192699 | Road | Laglan Road |  | Rural Sub Arterial | Rural Arterial Road (C Route) | Project Cost |  | 4370 |  | 0 | 274.3692 | 1198993.42 | 1 | 1198993.42 | 15% | 1378842.433 |  | 1378842.433 |  |  | Y | [7 empty] | 25124.337 | [5 empty] | 25124.337 |  |  | 1378842.433 | [5 empty] | 1378842.433
RD131 | CW192700 | Road | Golden Mile Road |  | Rural Major Collector | Rural Arterial Road (C Route) | Project Cost |  | 3500 |  | 0 | 577.4771 | 2021170 | 1 | 2021170 | 15% | 2324345.5 |  | 2324345.5 |  |  | Y | [7 empty] | 25124.337 | [5 empty] | 25124.337 |  |  | 2324345.5 | [5 empty] | 2324345.5
RD132 | CW182475 | Road | Wuthung Road |  | Rural Major Collector | Rural Collector Road (Class 4) | Project Cost |  | 247 |  | 0 | 1610.2429 | 397730 | 1 | 397730 | 15% | 457389.5 |  | 457389.5 |  |  | Y | [7 empty] | 25124.337 | [5 empty] | 25124.337 |  |  | 457389.5 | [5 empty] | 457389.5
RD133 | CW202768 | Road | Mackenzie River-Capella Road |  | Rural Major Collector | Rural Collector Road (Class 4) | Project Cost |  | 5110 |  | 0 | 259.6143 | 1326629 | 1 | 1326629 | 15% | 1525623.35 |  | 1525623.35 |  | Y | [7 empty] | 61712.438 | [6 empty] | 61712.438 |  | 1525623.35 | [6 empty] | 1525623.35
RD134 | CW202769 | Road | Capella Street |  | Urban Major Collector | Urban Arterial Road | Project Cost |  | n/a |  | 0 |  | 8307 | 1 | 8307 | 15% | 9553.05 |  | 9553.05 |  |  |  | Y | [7 empty] | 17711.2564 |  |  |  |  | 17711.2564 |  |  |  | 9553.05 |  |  |  |  | 9553.05
RD136 | CW19271 | Road | Belyando Avenue |  | Urban Major Collector | Urban Major Collector Road | Project Cost |  | n/a |  | 0 |  | 12784 | 1 | 12784 | 15% | 14701.6 |  | 14701.6 |  |  |  | Y | [7 empty] | 17711.2564 |  |  |  |  | 17711.2564 |  |  |  | 14701.6 |  |  |  |  | 14701.6
RD137 | CW212935 | Road | Clements Street |  | Urban Major Collector | Urban Major Collector Road | Project Cost |  | n/a |  | 0 |  | 22179 | 1 | 22179 | 15% | 25505.85 |  | 25505.85 |  |  |  | Y | [7 empty] | 17711.2564 |  |  |  |  | 17711.2564 |  |  |  | 25505.85 |  |  |  |  | 25505.85
RD138 | CW202843 | Road | Collaroy-Killarney Road |  | Rural Major Collector | Rural Collector Road (Class 4) | Project Cost |  | 1000 |  | 0 | 113.5905 | 113590.46 | 1 | 113590.46 | 15% | 130629.029 |  | 130629.029 | [7 empty] | Y | [7 empty] | 89063.2312 | 89063.2312 | [7 empty] | 130629.029 | 130629.029
RD139 | CW192721 | Road | Belyando Avenue |  |  | Urban Major Collector Road | Project Cost |  | n/a |  | 0 |  | 12783 | 1 | 12783 | 15% | 14700.45 |  | 14700.45 |  | Y | [7 empty] | 61712.438 | [6 empty] | 61712.438 |  | 14700.45 | [6 empty] | 14700.45
RD140 | CW202769 | Road | Capella St |  |  | Urban Arterial Road | Project Cost |  | n/a |  | 0 |  | 8307 | 1 | 8307 | 15% | 9553.05 |  | 9553.05 | Y | [7 empty] | 17109.4915 | [7 empty] | 17109.4915 | 9553.05 | [7 empty] | 9553.05
RD135 | CW192614 | Road | Peakvale Road |  | Rural Major Collector | Rural Collector Road (Class 4) | Project Cost |  | n/a |  | 0 |  | 34183 | 1 | 34183 | 15% | 39310.45 |  | 39310.45 | [6 empty] | Y | [7 empty] | 1470.608 |  | 1470.608 | [6 empty] | 39310.45 |  | 39310.45
Structures
STF_001 | CW192669 | Bridge Design | Moranbah Access Road |  | Rural Arterial | Rural Arterial Road (C Route) | RA |  | 193.9935 |  | 0 | 1269.4957 | 246273.9709 | 1 | 246273.9709 | 15% | 283215.0665 |  | 283215.0665 | [6 empty] | Y | [7 empty] | 1470.608 |  | 1470.608 | [6 empty] | 283215.0665 |  | 283215.0665
STF_002 | CW233064 | Floodway | Peakvale Rd (ch 50.41) |  |  | Rural Major Collector | FW |  | 1 |  | 0 | 175000 | 175000 | 1 | 175000 | 15% | 201250 | 75% | 50312.5 | [7 empty] | Y | [7 empty] | 89063.2312 | 89063.2312 | [7 empty] | 50312.5 | 50312.5
STF_003 | CW233064 | Floodway | Peakvale Rd (ch 40.38) |  |  | Rural Major Collector | FW |  | 1 |  | 0 | 175000 | 175000 | 1 | 175000 | 15% | 201250 | 75% | 50312.5 | [7 empty] | Y | [7 empty] | 89063.2312 | 89063.2312 | [7 empty] | 50312.5 | 50312.5
STF_004 | CW233064 | Floodway | Peakvale Rd (ch 39.54) |  |  | Rural Major Collector | FW |  | 1 |  | 0 | 175000 | 175000 | 1 | 175000 | 15% | 201250 | 75% | 50312.5 | [7 empty] | Y | [7 empty] | 89063.2312 | 89063.2312 | [7 empty] | 50312.5 | 50312.5
STF_005 | CW233064 | Floodway | Peakvale Rd (ch 37.80) |  |  | Rural Major Collector | FW |  | 1 |  | 0 | 175000 | 175000 | 1 | 175000 | 15% | 201250 | 75% | 50312.5 | [7 empty] | Y | [7 empty] | 89063.2312 | 89063.2312 | [7 empty] | 50312.5 | 50312.5
STF_006 | CW233064 | Floodway | Peakvale Rd (ch 27.81) |  |  | Rural Major Collector | FW |  | 1 |  | 0 | 175000 | 175000 | 1 | 175000 | 15% | 201250 | 75% | 50312.5 | [7 empty] | Y | [7 empty] | 89063.2312 | 89063.2312 | [7 empty] | 50312.5 | 50312.5
STF_007 | CW233064 | Floodway | Peakvale Rd (ch 21.61) |  |  | Rural Major Collector | FW |  | 1 |  | 0 | 175000 | 175000 | 1 | 175000 | 15% | 201250 | 75% | 50312.5 | [7 empty] | Y | [7 empty] | 89063.2312 | 89063.2312 | [7 empty] | 50312.5 | 50312.5
STF_008 | CW233064 | Floodway | Peakvale Rd (ch 8.30) |  |  | Rural Major Collector | FW |  | 1 |  | 0 | 175000 | 175000 | 1 | 175000 | 15% | 201250 | 75% | 50312.5 | [7 empty] | Y | [7 empty] | 89063.2312 | 89063.2312 | [7 empty] | 50312.5 | 50312.5
Intersection
INTF_010 | CW233068 | Intersection | Saraji and Dysart-Clermont Rds |  | Urban Major Collector Road |  | Project Cost |  | n/a |  | 0 | 42822 | 42822 | 1 | 42822 | 15% | 49245.3 |  | 49245.3 |  |  | Y | [7 empty] | 25124.337 | [5 empty] | 25124.337 |  |  | 49245.3 | [5 empty] | 49245.3
INTF_024 | CW253301 | Intersection | Dysart Middlemount Rd and Queen Elizabeth Dr |  | Urban Major Collector Road |  | SW |  | n/a |  | 0 | 15936.6469 | 15936.6469 | 1 | 15936.6469 | 15% | 18327.1439 |  | 18327.1439 |  |  | Y | [7 empty] | 25124.337 | [5 empty] | 25124.337 |  |  | 18327.1439 | [5 empty] | 18327.1439
INTF_025 | CW253301 | Intersection | Queen Elizabeth Dr and Caswell St |  | Urban Major Collector Road |  | SW |  | n/a |  | 0 | 15936.6469 | 15936.6469 | 1 | 15936.6469 | 15% | 18327.1439 |  | 18327.1439 |  |  | Y | [7 empty] | 25124.337 | [5 empty] | 25124.337 |  |  | 18327.1439 | [5 empty] | 18327.1439
INTF_026 | CW253301 | Intersection | Queen Elizabeth Dr and Beardmore Cres |  | Urban Major Collector Road |  | SW |  | n/a |  | 0 | 15936.6469 | 15936.6469 | 1 | 15936.6469 | 15% | 18327.1439 |  | 18327.1439 |  |  | Y | [7 empty] | 25124.337 | [5 empty] | 25124.337 |  |  | 18327.1439 | [5 empty] | 18327.1439
INTF_027 | CW253301 | Pedestrian Crossing | Queen Elizabeth Dr |  | Urban Major Collector Road |  | Project Cost |  | n/a |  | 0 | 1600 | 1600 | 1 | 1600 | 15% | 1840 |  | 1840 |  |  | Y | [7 empty] | 25124.337 | [5 empty] | 25124.337 |  |  | 1840 | [5 empty] | 1840
INTF_031 | CW182484 | Intersection | Copperfield Rd, Jellicoe St and Francis St |  | Urban Major Collector Road |  | SW |  | n/a |  | 0 | 15936.6469 | 15936.6469 | 1 | 15936.6469 | 15% | 18327.1439 |  | 18327.1439 | Y | [7 empty] | 17109.4915 | [7 empty] | 17109.4915 | 18327.1439 | [7 empty] | 18327.1439
INTF_032 | CW182484 | Intersection | Jellicoe St and Tropic St |  | Urban Major Collector Road |  | SW |  | n/a |  | 0 | 15936.6469 | 15936.6469 | 1 | 15936.6469 | 15% | 18327.1439 |  | 18327.1439 | Y | [7 empty] | 17109.4915 | [7 empty] | 17109.4915 | 18327.1439 | [7 empty] | 18327.1439
INTF_033 | CW182484 | Intersection | Tropic St and Herschel St |  | Urban Major Collector Road |  | SW |  | n/a |  | 0 | 15936.6469 | 15936.6469 | 1 | 15936.6469 | 15% | 18327.1439 |  | 18327.1439 | Y | [7 empty] | 17109.4915 | [7 empty] | 17109.4915 | 18327.1439 | [7 empty] | 18327.1439
INTF_034 | CW182484 | Intersection | Capricorn St and Herschel St |  | Urban Major Collector Road |  | SW |  | n/a |  | 0 | 15936.6469 | 15936.6469 | 1 | 15936.6469 | 15% | 18327.1439 |  | 18327.1439 | Y | [7 empty] | 17109.4915 | [7 empty] | 17109.4915 | 18327.1439 | [7 empty] | 18327.1439
INTF_035 | CW182484 | Intersection | Tropic St and Box St |  | Urban Major Collector Road |  | SW |  | n/a |  | 0 | 15936.6469 | 15936.6469 | 1 | 15936.6469 | 15% | 18327.1439 |  | 18327.1439 | Y | [7 empty] | 17109.4915 | [7 empty] | 17109.4915 | 18327.1439 | [7 empty] | 18327.1439
INTF_036 | CW182484 | Intersection | Capricorn St and Box St |  | Urban Major Collector Road |  | SW |  | n/a |  | 0 | 15936.6469 | 15936.6469 | 1 | 15936.6469 | 15% | 18327.1439 |  | 18327.1439 | Y | [7 empty] | 17109.4915 | [7 empty] | 17109.4915 | 18327.1439 | [7 empty] | 18327.1439
INTF_037 | CW182484 | Intersection | Capricorn St and Lime St |  | Urban Major Collector Road |  | SW |  | n/a |  | 0 | 15936.6469 | 15936.6469 | 1 | 15936.6469 | 15% | 18327.1439 |  | 18327.1439 | Y | [7 empty] | 17109.4915 | [7 empty] | 17109.4915 | 18327.1439 | [7 empty] | 18327.1439
INTF_038 | CW243197 | Intersection | Belyando Ave and Griffin St |  | Urban Major Collector Road |  | SW |  | n/a |  | 0 | 15936.6469 | 15936.6469 | 1 | 15936.6469 | 15% | 18327.1439 |  | 18327.1439 | [5 empty] | Y | [7 empty] | 5186.146 |  |  | 5186.146 | [5 empty] | 18327.1439 |  |  | 18327.1439
INTF_039 | CW233087 | Intersection | Clements St and McCool St |  | Urban Major Collector Road |  | SW |  | n/a |  | 0 | 15936.6469 | 15936.6469 | 1 | 15936.6469 | 15% | 18327.1439 |  | 18327.1439 | [5 empty] | Y | [7 empty] | 5186.146 |  |  | 5186.146 | [5 empty] | 18327.1439 |  |  | 18327.1439
0
[11 empty] | 0 |  | 1212995140.846 |  | 1212995140.846 |  | 1394944411.9729 |  | 566366137.5984 | [17 empty] | 33574573.5588 | 78816396.638 | 54774593.6015 | 48931859.8448 | 45294647.194 | 23855299.0513 | 4495260.782 | 276623506.9279 | 566366137.5984
Deleted Assets from former LGIP | [44 empty] | 566366137.5984
LGIP ID | IRC Asset # | Asset Type | Description | Former Map Reference | Year Deleted / Planning Scheme | [39 empty] | 566366137.5984
RD011 | C0036917 | Road | Garnham Drive | TR-012 (Broadsound PS 2005) | 2021 - Isaac Regional Planning Scheme 2021 v1.0 | [39 empty] | 566366137.5984
RD025 | C0036934 | Road | Goonyella Road | TR-002 | 2021 - Isaac Regional Planning Scheme 2021 v1.0
RD088 | C0036848 | Road | Tropic Street | TR-011 (Broadsound PS 2005) | 2021 - Isaac Regional Planning Scheme 2021 v1.0
RD128 | #N/A | Road | German Creek Mine Road |  | 2021 - Isaac Regional Planning Scheme 2021 v1.0
RD026 | C0036738 | Road | Red Hill Road | TR-003-Remainder of LGA | 2025 - Isaac Regional Planning Scheme 2021 v1.2

## Transport - Future
Isaac Regional Council |  |  | Return to Navigation
Local Government Infrastructure Plan
Future Transport Network
Asset Description Data | [9 empty] | Land Cost Valuation |  | Works Base Cost Valuation |  |  |  | Works Base Estimate Valuation |  | Total Asset Valuation |  |  |  |  | Catchment Asset Allocation | [7 empty] | Asset Usage | [8 empty] | Cost Allocation
LGIP ID | Asset Type | Road Name | Works Type / Former LGIP Hierarchy | IRC New Heirarchy | Land Unit Rate Code | Works Unit Rate Code | Year of Provision / Construction | Qty Land (m²) | Qty Works Intersection (ea) Structures (ea) Roads and Paths (m) | Land Unit Cost | Land Value | Asset Unit Cost | Raw Asset Cost | Cost or Asset Multiplier | Works Base Cost | On-Cost Allowance (%) | Works Base Estimate | Works Contingency (%) | Grants / Subsidies (Percentage of Works Base Estimate ) | Total Asset Cost (at Base Year) | Total Asset Cost (Escalated) | Net Present Value of Total Asset Cost | TR01 - Clermont | TR02 - Moranbah | TR03 - Dysart | TR04 - Middlemount | TR05 - Glenden | TR06 - Nebo | TR07 - St. Lawrence | TR08 - Remainder of LGA | TR01 - Clermont | TR02 - Moranbah | TR03 - Dysart | TR04 - Middlemount | TR05 - Glenden | TR06 - Nebo | TR07 - St. Lawrence | TR08 - Remainder of LGA | TOTAL | TR01 - Clermont | TR02 - Moranbah | TR03 - Dysart | TR04 - Middlemount | TR05 - Glenden | TR06 - Nebo | TR07 - St. Lawrence | TR08 - Remainder of LGA | TOTAL
[31 empty] | 17109.4915 | 61712.438 | 25124.337 | 17711.2564 | 6607.2386 | 5186.146 | 1470.608 | 89063.2312 | 223984.7468
[39 empty] | 0 | [8 empty] | 0
Intersections | [38 empty] | 0 | [8 empty] | 0
INTF_001 | Intersection | Goonyella Rd and Curtin St | Definition Works |  |  | Project Cost | 2031 |  | 1 |  | 0 | 2000000 | 2000000 | 1 | 2000000 | 15% | 2300000 | 11% | 75% | 638250 | 774624.2501 | 516426.3591 |  | Y | [7 empty] | 61712.438 | [6 empty] | 61712.438 |  | 516426.3591 | [6 empty] | 516426.3591
INTF_002 | Intersection | Goonyella Rd and Mills Ave | Definition Works |  |  | Project Cost | 2027 |  | 1 |  | 0 | 1000000 | 1000000 | 1 | 1000000 | 15% | 1150000 | 11% | 75% | 319125 | 346739.8833 | 291433.7131 |  | Y | [7 empty] | 61712.438 | [6 empty] | 61712.438 |  | 291433.7131 | [6 empty] | 291433.7131
INTF_015 | Intersection | Peak Downs Hwy and Bowen St | Definition Works |  |  | DW | 2026 |  | 1 |  | 0 | 53708.2932 | 53708.2932 | 1 | 53708.2932 | 15% | 61764.5372 | 11% |  | 68558.6363 | 72458.7467 | 64532.944 | [5 empty] | Y | [7 empty] | 5186.146 |  |  | 5186.146 | [5 empty] | 64532.944 |  |  | 64532.944
INTF_016 | Intersection | Waverley St and Trimmer St | Definition Works |  |  | DW | 2031 |  | 1 |  | 0 | 53708.2932 | 53708.2932 | 1 | 53708.2932 | 15% | 61764.5372 | 11% |  | 68558.6363 | 83207.4927 | 55472.7566 | [5 empty] | Y | [7 empty] | 5186.146 |  |  | 5186.146 | [5 empty] | 55472.7566 |  |  | 55472.7566
INTF_018 | Intersection | Mills Ave and Bacon St | Definition Works |  |  | DW | 2025 |  | 1 |  | 0 | 53708.2932 | 53708.2932 | 1 | 53708.2932 | 15% | 61764.5372 | 11% |  | 68558.6363 | 70481.72 | 66515.3414 |  | Y | [7 empty] | 61712.438 | [6 empty] | 61712.438 |  | 66515.3414 | [6 empty] | 66515.3414
INTF_019 | Intersection | Mills Ave and Bacon Ln | Definition Works |  |  | DW | 2023 |  | 1 |  | 0 | 53708.2932 | 53708.2932 | 1 | 53708.2932 | 15% | 61764.5372 | 11% |  | 68558.6363 | 66688.0236 | 70664.6995 |  | Y | [7 empty] | 61712.438 | [6 empty] | 61712.438 |  | 70664.6995 | [6 empty] | 70664.6995
INTF_020 | Intersection | Mills Ave and Griffin St | Definition Works |  |  | Project Cost | 2029 |  | 1 |  | 0 | 1000000 | 1000000 | 1 | 1000000 | 15% | 1150000 | 11% | 75% | 319125 | 366464.952 | 274321.0267 |  | Y | [7 empty] | 61712.438 | [6 empty] | 61712.438 |  | 274321.0267 | [6 empty] | 274321.0267
INTF_021 | Intersection | Mills Ave and Appleton St | Definition Works |  |  | DW | 2031 |  | 1 |  | 0 | 53708.2932 | 53708.2932 | 1 | 53708.2932 | 15% | 61764.5372 | 11% |  | 68558.6363 | 83207.4927 | 55472.7566 |  | Y | [7 empty] | 61712.438 | [6 empty] | 61712.438 |  | 55472.7566 | [6 empty] | 55472.7566
INTF_022 | Intersection | Moranbah Access Rd and Cunningham Way | Definition Works |  |  | DW | 2031 |  | 1 |  | 0 | 53708.2932 | 53708.2932 | 1 | 53708.2932 | 15% | 61764.5372 | 11% |  | 68558.6363 | 83207.4927 | 55472.7566 |  | Y | [7 empty] | 61712.438 | [6 empty] | 61712.438 |  | 55472.7566 | [6 empty] | 55472.7566
INTF_040 | Intersection | Moranbah access Rd and Moranbah Airport access | Safety Works |  |  | Project Cost | 2030 |  | 1 |  | 0 | 3500000 | 3500000 | 1 | 3500000 | 15% | 4025000 | 11% | 85.71% | 638250 | 753488.7373 | 532290.5392 |  | Y | [7 empty] | 61712.438 | [6 empty] | 61712.438 |  | 532290.5392 | [6 empty] | 532290.5392
[39 empty] | 0 | [8 empty] | 0
Structures | [38 empty] | 0 | [8 empty] | 0
STF_015 | Floodway | Turrawulla Road (ch 50.42) | Rural Major Collector |  |  | Project Cost | 2030 |  | 1 |  | 0 | 34000.9743 | 34000.9743 | 1 | 34000.9743 | 12% | 38081.0912 | 15% | 60% | 17517.3019 | 20680.1249 | 14609.1564 | [7 empty] | Y | [7 empty] | 89063.2312 | 89063.2312 | [7 empty] | 14609.1564 | 14609.1564
STF_016 | Bridge | Saraji Road | Rural Sub Arterial |  |  | Project Cost | 2027 |  | 1 |  | 0 | 76238.418 | 76238.418 | 1 | 76238.418 | 12% | 85387.0282 | 15% |  | 98195.0824 | 106692.2097 | 89674.4457 | [7 empty] | Y | [7 empty] | 89063.2312 | 89063.2312 | [7 empty] | 89674.4457 | 89674.4457
STF_019 | Bridge | Moranbah Access Road | Urban Sub Arterial |  |  | Project Cost | 2028 |  | 1 |  | 0 | 17519590.616 | 17519590.616 | 1 | 17519590.616 | 12% | 19621941.49 | 15% | 75% | 5641308.1784 | 6301401.0332 | 4998255.3693 |  | Y | [7 empty] | 61712.438 | [6 empty] | 61712.438 |  | 4998255.3693 | [6 empty] | 4998255.3693
[39 empty] | 0 | [8 empty] | 0
Roads | [38 empty] | 0 | [8 empty] | 0
TRF_043 | Road | Moranbah Access Road | Urban Sub Arterial | Urban Arterial Road |  | Project Cost | 2029 |  | 800 |  | 0 | 1250 | 1000000 | 1 | 1000000 | 15% | 1150000 | 11% | 50% | 638250 | 732929.9039 | 548642.0534 |  | Y | [7 empty] | 61712.438 | [6 empty] | 61712.438 |  | 548642.0534 | [6 empty] | 548642.0534
TRF_023 | Road | Goonyella Road | Urban Sub Arterial | Urban Arterial Road |  | USA | 2031 |  | 1061.27 |  | 0 | 5180.405 | 5497808.3788 | 1 | 5497808.3788 | 15% | 6322479.6356 | 11% |  | 7017952.3956 | 8517471.3853 | 5678426.3281 |  | Y | [7 empty] | 61712.438 | [6 empty] | 61712.438 |  | 5678426.3281 | [6 empty] | 5678426.3281
TRF_033 | Road | Jeffrey Street | Urban Major Collector | Urban Major Collector Road |  | UMC | 2031 |  | 1322.21 |  | 0 | 4036.2416 | 5336759.0626 | 1 | 5336759.0626 | 15% | 6137272.9219 | 11% |  | 6812372.9434 | 8267965.9736 | 5512086.104 | Y | [7 empty] | 17109.4915 | [7 empty] | 17109.4915 | 5512086.104 | [7 empty] | 5512086.104
TRF_034 | Road | Water Street | Urban Major Collector | Urban Major Collector Road |  | UMC | 2021 |  | 124.738 |  | 0 | 4036.2416 | 503472.71 | 1 | 503472.71 | 15% | 578993.6165 | 11% |  | 642682.9144 | 591498.6852 | 703749.0029 | [5 empty] | Y | [7 empty] | 5186.146 |  |  | 5186.146 | [5 empty] | 703749.0029 |  |  | 703749.0029
TRF_036 | Road | McDonald Flat Road | Urban Major Collector | Urban Major Collector Road |  | UMC | 2031 |  | 945.158 |  | 0 | 4036.2416 | 3814886.0787 | 1 | 3814886.0787 | 15% | 4387118.9904 | 11% |  | 4869702.0794 | 5910206.5358 | 3940215.4558 | Y | [7 empty] | 17109.4915 | [7 empty] | 17109.4915 | 3940215.4558 | [7 empty] | 3940215.4558
TRF_037 | Road | Valkyrie Road | Rural Major Collector | Rural Collector Road (Class 4) |  | RMC | 2021 |  | 6038.86 |  | 0 | 846.3305 | 5110871.2101 | 1 | 5110871.2101 | 15% | 5877501.8916 | 11% | 50% | 3262013.5499 | 3002221.9086 | 3571961.7434 | [7 empty] | Y | [7 empty] | 89063.2312 | 89063.2312 | [7 empty] | 3571961.7434 | 3571961.7434
TRF_038 | Road | Bacon Street | Urban Major Collector | Urban Major Collector Road |  | UMC | 2021 |  | 20.0721 |  | 0 | 4036.2416 | 81015.8459 | 1 | 81015.8459 | 15% | 93168.2228 | 11% |  | 103416.7273 | 95180.4643 | 113243.1205 |  | Y | [7 empty] | 61712.438 | [6 empty] | 61712.438 |  | 113243.1205 | [6 empty] | 113243.1205
TRF_039 | Road | Moranbah - Peak Downs Highway second access |  | Urban Arterial Road |  | Project Cost | 2035 |  | 9000 |  | 0 | 7777.7778 | 70000000 | 1 | 70000000 | 15% | 80500000 | 11% | 95.71% | 3829500 | 5191580.9903 | 2745353.4612 |  | Y | [7 empty] | 61712.438 | [6 empty] | 61712.438 |  | 2745353.4612 | [6 empty] | 2745353.4612
TRF_040 | Road | Moranbah north eastern access road - bypass |  | Urban Arterial Road |  | Project Cost | 2037 |  | 4800 |  | 0 | 3125 | 15000000 | 1 | 15000000 | 15% | 17250000 | 11% | 86.67% | 2553000 | 3657943.7404 | 1722766.0955 |  | Y | [7 empty] | 61712.438 | [6 empty] | 61712.438 |  | 1722766.0955 | [6 empty] | 1722766.0955
TRF_041 | Road | Sarchedon road - upgrade western sport upgrade |  | Urban Major Collector Road |  | Project Cost | 2028 |  | 1400 |  | 0 | 2142.8571 | 3000000 | 1 | 3000000 | 15% | 3450000 | 11% | 83.33% | 638250 | 712932.0155 | 565495.8723 |  | Y | [7 empty] | 61712.438 | [6 empty] | 61712.438 |  | 565495.8723 | [6 empty] | 565495.8723
TRF_042 | Road | Greenhill Road |  | Rural Major Collector |  | Project Cost | 2027 |  | 300 |  | 0 | 3333.3333 | 1000000 | 1 | 1000000 | 15% | 1150000 | 11% | 75% | 319125 | 346739.8833 | 291433.7131 | [7 empty] | Y | [7 empty] | 89063.2312 | 89063.2312 | [7 empty] | 291433.7131 | 291433.7131
TRF_044 | Road | Peak Downs Mine Road |  | Rural Arterial Road |  | Project Cost | 2026 |  | 1300 |  | 0 | 369.2308 | 480000 | 1 | 480000 | 15% | 552000 | 11% | 75% | 153180 | 161893.9847 | 144185.4287 | [7 empty] | Y | [7 empty] | 89063.2312 | 89063.2312 | [7 empty] | 144185.4287 | 144185.4287
TRF_045 | Road | Saraji Road |  | Rural Arterial Road |  | Project Cost | 2026 |  | 1000 |  | 0 | 500 | 500000 | 1 | 500000 | 15% | 575000 | 11% | 75% | 159562.5 | 168639.5674 | 150193.1549 | [7 empty] | Y | [7 empty] | 89063.2312 | 89063.2312 | [7 empty] | 150193.1549 | 150193.1549
TRF_046 | Road | Golden Mile Road |  | Rural Arterial Road |  | Project Cost | 2028 |  | 1400 |  | 0 | 528.5714 | 740000 | 1 | 740000 | 15% | 851000 | 11% | 75% | 236152.5 | 263784.8457 | 209233.4728 | [7 empty] | Y | [7 empty] | 89063.2312 | 89063.2312 | [7 empty] | 209233.4728 | 209233.4728
TRF_047 | Road | Peak Downs Mine Road |  | Rural Arterial Road |  | Project Cost | 2029 |  | 1300 |  | 0 | 507.6923 | 660000 | 1 | 660000 | 15% | 759000 | 11% | 75% | 210622.5 | 241866.8683 | 181051.8776 | [7 empty] | Y | [7 empty] | 89063.2312 | 89063.2312 | [7 empty] | 181051.8776 | 181051.8776
TRF_048 | Road | Saraji Road |  | Rural Arterial Road |  | Project Cost | 2028 |  | 1000 |  | 0 | 440 | 440000 | 1 | 440000 | 15% | 506000 | 11% | 75% | 140415 | 156845.0434 | 124409.0919 | [7 empty] | Y | [7 empty] | 89063.2312 | 89063.2312 | [7 empty] | 124409.0919 | 124409.0919
[39 empty] | 0 | [8 empty] | 0
Cycleway | [38 empty] | 0 | [8 empty] | 0
PWF01 | Cycleway | Capricorn Street |  |  |  | PW | 2030 |  | 521.66 |  | 0 | 309.3717 | 161386.8478 | 1 | 161386.8478 | 15% | 185594.875 | 11% |  | 206010.3112 | 243206.3443 | 171809.3845 | Y | [7 empty] | 17109.4915 | [7 empty] | 17109.4915 | 171809.3845 | [7 empty] | 171809.3845
PWF02 | Cycleway | Capricorn Street |  |  |  | PW | 2030 |  | 130.71 |  | 0 | 309.3717 | 40437.9766 | 1 | 40437.9766 | 15% | 46503.6731 | 11% |  | 51619.0771 | 60939.1199 | 43049.5047 | Y | [7 empty] | 17109.4915 | [7 empty] | 17109.4915 | 43049.5047 | [7 empty] | 43049.5047
PWF03 | Cycleway | Moranbah Access Road |  |  |  | PW | 2029 |  | 871.51 |  | 0 | 309.3717 | 269620.5416 | 1 | 269620.5416 | 15% | 310063.6228 | 11% |  | 344170.6213 | 395225.9153 | 295850.3352 |  | Y | [7 empty] | 61712.438 | [6 empty] | 61712.438 |  | 295850.3352 | [6 empty] | 295850.3352
PWF04 | Cycleway | Moranbah Access Road (Grosvenor to Airport) |  |  |  | PW | 2029 |  | 5900 |  | 0 | 847.4576 | 5000000 | 1 | 5000000 | 15% | 5750000 | 11% | 90% | 638250 | 732929.9039 | 548642.0534 |  | Y | [7 empty] | 61712.438 | [6 empty] | 61712.438 |  | 548642.0534 | [6 empty] | 548642.0534
PWF05 | Cycleway | Moranbah Access Road (Grosvenor to IREP) |  |  |  | PW | 2027 |  | 1100 |  | 0 | 1090.9091 | 1200000 | 1 | 1200000 | 15% | 1380000 | 11% | 83.33% | 255300 | 277391.9066 | 233146.9705 |  | Y | [7 empty] | 61712.438 | [6 empty] | 61712.438 |  | 233146.9705 | [6 empty] | 233146.9705
PWF06 | Cycleway | Grosvenor Creek Footpath - stage 1 |  |  |  | PW | 2028 |  | 1000 |  | 0 | 608.6957 | 608695.6522 | 1 | 608695.6522 | 15% | 700000 | 11% |  | 777000 | 867917.2362 | 688429.7576 |  | Y | [7 empty] | 61712.438 | [6 empty] | 61712.438 |  | 688429.7576 | [6 empty] | 688429.7576
PWF07 | Cycleway | Grosvenor Creek Footpath - stage 2 |  |  |  | PW | 2032 |  | 1000 |  | 0 | 200 | 200000 | 1 | 200000 | 15% | 230000 | 11% |  | 255300 | 318541.0473 | 200413.9955 |  | Y | [7 empty] | 61712.438 | [6 empty] | 61712.438 |  | 200413.9955 | [6 empty] | 200413.9955
[39 empty] | 0 | [8 empty] | 0
[11 empty] | 0 |  | 146097034.0719 |  | 146097034.0719 |  | 167482694.2824 |  |  | 42196970.5 | 50045195.428 | 35468929.8421 | [17 empty] | 9667160.449 | 20201262.6048 | 0 | 0 | 0 | 823754.7036 | 0 | 4776752.0847 | 35468929.8421
35468929.8421
35468929.8421
35468929.8421
Deleted Assets from former LGIP
LGIP ID | Asset Type | Description | Former Map Reference | Year Deleted / Planning Scheme
INTF_029 | Pedestrian Crossing | Queen Elizabeth Dr | TR_013 | 2025 - Isaac Regional Planning Scheme 2021 v1.2
INTF_030 | Pedestrian Crossing | Queen Elizabeth Dr | TR_013 | 2025 - Isaac Regional Planning Scheme 2021 v1.2
STF_009 | Floodway | Booroondarra Capella Road (ch 19.25) | TR_006 | 2025 - Isaac Regional Planning Scheme 2021 v1.2
STF_010 | Floodway | Booroondarra Capella Road (ch 20.27) | TR_006 | 2025 - Isaac Regional Planning Scheme 2021 v1.2
STF_011 | Floodway | Booroondarra Capella Road (ch 21.47) | TR_006 | 2025 - Isaac Regional Planning Scheme 2021 v1.2
STF_012 | Floodway | Booroondarra Capella Road (ch 22.68) | TR_006 | 2025 - Isaac Regional Planning Scheme 2021 v1.2
STF_013 | Floodway | Booroondarra Capella Road (ch 23.94) | TR_006 | 2025 - Isaac Regional Planning Scheme 2021 v1.2
STF_014 | Floodway | Booroondarra Capella Road (ch 24.90) | TR_006 | 2025 - Isaac Regional Planning Scheme 2021 v1.2
STF_017 | Culvert | Golden Mile Road | TR_006 and TR_007 | 2025 - Isaac Regional Planning Scheme 2021 v1.2
STF_018 | Culvert | Golden Mile Road | TR_007 | 2025 - Isaac Regional Planning Scheme 2021 v1.2

## PPCL - Existing
Isaac Regional Council | [5 empty] | Return to Navigation
Local Government Infrastructure Plan
Existing Parks and Land for Community Facilities Network
Asset Description Data | [13 empty] | Land Cost Valuation |  | Base Cost Valuation |  |  |  | Base Estimate Valuation |  | Total Asset Valuation |  | Catchment Asset Allocation | [7 empty] | Asset Usage | [8 empty] | Cost Allocation
LGIP ID | IRC Location Parent# | IRC Land Asset# | Asset Type | Park Name / Description | Lot / Plan | Hierarchy | Owner | Total Area (m²) | Chargeable Land | Land Unit Rate Code | Works Unit Rate Code | Qty Land (m²) | Qty Works (ea) | Land Unit Cost | Land Value | Asset Unit Cost | Raw Asset Cost | Cost or Asset Multiplier | Base Cost | On-Cost Allowance (%) | Base Estimate | Grants / Subsidies (Percentage of Works Base Estimate ) | Total Asset Cost | PPCL01 - Clermont | PPCL02 - Moranbah | PPCL03 - Dysart | PPCL04 - Middlemount | PPCL05 - Glenden | PPCL06 - Nebo | PPCL07 - St. Lawrence | PPCL08 - Remainder of LGA | PPCL01 - Clermont | PPCL02 - Moranbah | PPCL03 - Dysart | PPCL04 - Middlemount | PPCL05 - Glenden | PPCL06 - Nebo | PPCL07 - St. Lawrence | PPCL08 - Remainder of LGA | TOTAL | PPCL01 - Clermont | PPCL02 - Moranbah | PPCL03 - Dysart | PPCL04 - Middlemount | PPCL05 - Glenden | PPCL06 - Nebo | PPCL07 - St. Lawrence | PPCL08 - Remainder of LGA | TOTAL
[32 empty] | 3302.4975 | 14263.2032 | 5552.8991 | 4125.1302 | 1235.5915 | 1387.7054 | 355.3838 | 10243.822 | 40466.2327
[40 empty] | 0 | [8 empty] | 0
Parks | [39 empty] | 0 | [8 empty] | 0
80 | C0046566 | C0001504 | Park | Kookaburra Park | 79M112122 | District Recreation | Reserve For Park | 70001.2 | T | RURAL |  | 70001.2 | 1 | 12.45 | 871514.94 |  | 495422.9504 | 1 | 495422.9504 | 20% | 594507.5405 |  | 1466022.4805 |  |  |  | Y | [7 empty] | 4125.1302 |  |  |  |  | 4125.1302 |  |  |  | 1466022.4805 |  |  |  |  | 1466022.4805
86 | C0046474 | C0001446 | Park | Unnamed Middlemount District Recreation Park | 1M112119 | District Recreation | Broadsound Shire Council | 39986.8 | T | RURAL |  | 39986.8 | 1 | 12.45 | 497835.66 |  | 48421.0057 | 1 | 48421.0057 | 20% | 58105.2068 |  | 555940.8668 |  |  |  | Y | [7 empty] | 4125.1302 |  |  |  |  | 4125.1302 |  |  |  | 555940.8668 |  |  |  |  | 555940.8668
455 | C0046406 | C0055445 | Park | Clairview Park | 53MC367 | District Recreation | Broadsound Shire Council | 281631 | T | RURAL |  | 281631 | 1 | 12.45 | 3506305.95 |  | 291014.7422 | 1 | 291014.7422 | 20% | 349217.6906 |  | 3855523.6406 | [7 empty] | Y | [7 empty] | 10243.822 | 10243.822 | [7 empty] | 3855523.6406 | 3855523.6406
62 |  | C0001352 | Park | Middlemount Unnamed Park 3 | 7M11218 | Local Recreation | Reserve For Park | 2345.2 | T | TOWN |  | 2345.2 | 1 | 31.13 | 73006.076 |  | 0 | 1 | 0 | 20% | 0 |  | 73006.076 |  |  |  | Y | [7 empty] | 4125.1302 |  |  |  |  | 4125.1302 |  |  |  | 73006.076 |  |  |  |  | 73006.076
69 |  | C0056927 | Park | Middlemount Unnamed Park 5 | 14M112127 | Local Recreation | Reserve For Park | 12305.6 | T | RURAL |  | 12305.6 | 1 | 12.45 | 153204.72 |  | 0 | 1 | 0 | 20% | 0 |  | 153204.72 |  |  |  | Y | [7 empty] | 4125.1302 |  |  |  |  | 4125.1302 |  |  |  | 153204.72 |  |  |  |  | 153204.72
76 |  | C0001349 | Park | Middlemount Unnamed Park 1 | 16M11212 | Local Recreation | Reserve For Park | 1603.69 | T | TOWN |  | 1603.69 | 1 | 31.13 | 49922.8697 |  | 0 | 1 | 0 | 20% | 0 |  | 49922.8697 |  |  |  | Y | [7 empty] | 4125.1302 |  |  |  |  | 4125.1302 |  |  |  | 49922.8697 |  |  |  |  | 49922.8697
77 | C0056943 | C0055223 | Park | Centenary (aka Kingfisher Park) | 47M11213 | Local Recreation | Reserve For Park | 16638.7 | T | RURAL |  | 16638.7 | 1 | 12.45 | 207151.815 |  | 59142.3135 | 1 | 59142.3135 | 20% | 70970.7762 |  | 278122.5912 |  |  |  | Y | [7 empty] | 4125.1302 |  |  |  |  | 4125.1302 |  |  |  | 278122.5912 |  |  |  |  | 278122.5912
79 | C0046570 | C0001480 | Park | Camm Park | 31CNS302 | Local Recreation | Reserve For Park | 14038.5 | T | RURAL |  | 14038.5 | 1 | 12.45 | 174779.325 |  | 789818.6638 | 1 | 789818.6638 | 20% | 947782.3965 |  | 1122561.7215 |  |  |  | Y | [7 empty] | 4125.1302 |  |  |  |  | 4125.1302 |  |  |  | 1122561.7215 |  |  |  |  | 1122561.7215
82 | C0047879 | C0055219 | Park | Brolga Park | 22M112113 | Local Recreation | Reserve For Park | 1925.05 | T | TOWN |  | 1925.05 | 1 | 31.13 | 59926.8065 |  | 68502.3508 | 1 | 68502.3508 | 20% | 82202.8209 |  | 142129.6274 |  |  |  | Y | [7 empty] | 4125.1302 |  |  |  |  | 4125.1302 |  |  |  | 142129.6274 |  |  |  |  | 142129.6274
87 | C0047915 | C0001507 | Park | Pheasant Park | 23M112116 | Local Recreation | Reserve For Park | 5053.08 | T | RURAL |  | 5053.08 | 1 | 12.45 | 62910.846 |  | 91148.7183 | 1 | 91148.7183 | 20% | 109378.462 |  | 172289.308 |  |  |  | Y | [7 empty] | 4125.1302 |  |  |  |  | 4125.1302 |  |  |  | 172289.308 |  |  |  |  | 172289.308
97 | C0048167 | C0055271 | Park | Town Entrance Park (Dysart) | 8SP113228 | Local Recreation | Broadsound Shire Council | 22564.7 | T | RURAL |  | 22564.7 | 1 | 12.45 | 280930.515 |  | 253565.0619 | 1 | 253565.0619 | 20% | 304278.0743 |  | 585208.5893 |  |  | Y | [7 empty] | 5552.8991 | [5 empty] | 5552.8991 |  |  | 585208.5893 | [5 empty] | 585208.5893
98 |  | C0055273 | Park | Unnamed Dysart Local Park 3 | 15D111249 | Local Recreation | Reserve For Park | 16836.4 | T | TOWN |  | 16836.4 | 1 | 31.13 | 524117.132 |  | 0 | 1 | 0 | 20% | 0 |  | 524117.132 |  |  | Y | [7 empty] | 5552.8991 | [5 empty] | 5552.8991 |  |  | 524117.132 | [5 empty] | 524117.132
99 | C0047905 | C0001460 | Park | Hewitt Park | 15D11129 | Local Recreation | Reserve For Park | 6364.49 | T | TOWN |  | 6364.49 | 1 | 31.13 | 198126.5737 |  | 258974.8214 | 1 | 258974.8214 | 20% | 310769.7856 |  | 508896.3593 |  |  | Y | [7 empty] | 5552.8991 | [5 empty] | 5552.8991 |  |  | 508896.3593 | [5 empty] | 508896.3593
100 | C0046587 | C0055272 | Park | Lions Park (Dysart) | 8SP125677 | Local Recreation | Broadsound Shire Council | 6519.57 | T | TOWN |  | 6519.57 | 1 | 31.13 | 202954.2141 |  | 410882.464 | 1 | 410882.464 | 20% | 493058.9568 |  | 696013.1709 |  |  | Y | [7 empty] | 5552.8991 | [5 empty] | 5552.8991 |  |  | 696013.1709 | [5 empty] | 696013.1709
108 |  | C0055282 | Park | Unnamed Dysart Local Park 4 | 56SP179898 | Local Recreation | Reserve For Open Space And Beffe | 480.81 | T | TOWN |  | 480.81 | 1 | 31.13 | 14967.6153 |  | 0 | 1 | 0 | 20% | 0 |  | 14967.6153 |  |  | Y | [7 empty] | 5552.8991 | [5 empty] | 5552.8991 |  |  | 14967.6153 | [5 empty] | 14967.6153
114 | C0046565 | C0001443 | Park | Centenary Park (Dysart) | 1D111224 | Local Recreation | Reserve For Park & Recreation | 48351.5 | T | TOWN |  | 48351.5 | 1 | 31.13 | 1505182.195 |  | 1843492.5224 | 1 | 1843492.5224 | 20% | 2212191.0269 |  | 3717373.2219 |  |  | Y | [7 empty] | 5552.8991 | [5 empty] | 5552.8991 |  |  | 3717373.2219 | [5 empty] | 3717373.2219
124 | C0047883 | C0001494 | Park | Curlew Park | 51M112140 | Local Recreation | Reserve For Park | 4296.61 | T | RURAL |  | 4296.61 | 1 | 12.45 | 53492.7945 |  | 55525.8108 | 1 | 55525.8108 | 20% | 66630.973 |  | 120123.7675 |  |  |  | Y | [7 empty] | 4125.1302 |  |  |  |  | 4125.1302 |  |  |  | 120123.7675 |  |  |  |  | 120123.7675
125 |  | C0055221 | Park | Middlemount Recreation Park | 30M112137 | Local Recreation | Reserve For Park | 3584.55 | T | RURAL |  | 3584.55 | 1 | 12.45 | 44627.6475 |  | 0 | 1 | 0 | 20% | 0 |  | 44627.6475 |  |  |  | Y | [7 empty] | 4125.1302 |  |  |  |  | 4125.1302 |  |  |  | 44627.6475 |  |  |  |  | 44627.6475
129 | C0051795 | C0055409 | Park | Middlemount Unnamed Park 2 | 12M112129 | Local Recreation | Reserve For Park | 7757.62 | T | TOWN |  | 7757.62 | 1 | 31.13 | 241494.7106 |  | 0 | 1 | 0 | 20% | 0 |  | 241494.7106 |  |  |  | Y | [7 empty] | 4125.1302 |  |  |  |  | 4125.1302 |  |  |  | 241494.7106 |  |  |  |  | 241494.7106
132 |  | C0055216 | Park | Middlemount Unnamed Park 4 | 10M112130 | Local Recreation | Reserve For Park | 16658.8 | T | RURAL |  | 16658.8 | 1 | 12.45 | 207402.06 |  | 0 | 1 | 0 | 20% | 0 |  | 207402.06 |  |  |  | Y | [7 empty] | 4125.1302 |  |  |  |  | 4125.1302 |  |  |  | 207402.06 |  |  |  |  | 207402.06
133 | C0046480 | C0001471 | Park | Middlemount Skate/B'Ball/N'ball | 22M112143 | Local Recreation | Broadsound Shire Council | 6908.11 | T | TOWN |  | 6908.11 | 1 | 31.13 | 215049.4643 |  | 501750.6888 | 1 | 501750.6888 | 20% | 602100.8265 |  | 817150.2908 |  |  |  | Y | [7 empty] | 4125.1302 |  |  |  |  | 4125.1302 |  |  |  | 817150.2908 |  |  |  |  | 817150.2908
143 | C0047887 | C0055222 | Park | Lions Park (Middlemount) | 42M112135 | Local Recreation | Reserve For Park | 8098.58 | T | TOWN |  | 8098.58 | 1 | 31.13 | 252108.7954 |  | 199207.7993 | 1 | 199207.7993 | 20% | 239049.3591 |  | 491158.1545 |  |  |  | Y | [7 empty] | 4125.1302 |  |  |  |  | 4125.1302 |  |  |  | 491158.1545 |  |  |  |  | 491158.1545
144 | C0047920 | C0001501 | Park | Rosella Park | 7M112136 | Local Recreation | Reserve For Park | 3747.85 | T | TOWN |  | 3747.85 | 1 | 31.13 | 116670.5705 |  | 90687.1216 | 1 | 90687.1216 | 20% | 108824.5459 |  | 225495.1164 |  |  |  | Y | [7 empty] | 4125.1302 |  |  |  |  | 4125.1302 |  |  |  | 225495.1164 |  |  |  |  | 225495.1164
154 |  | C0056931 | Park | Truck Park | 1CP909342 | Local Recreation | Reserve For Park And Recreation | 18550.9 | T | RURAL |  | 18550.9 | 1 | 12.45 | 230958.705 |  | 0 | 1 | 0 | 20% | 0 |  | 230958.705 |  |  | Y | [7 empty] | 5552.8991 | [5 empty] | 5552.8991 |  |  | 230958.705 | [5 empty] | 230958.705
192 | C0047903 | C0001164 | Park | Gordon Terrace Park | 39M973105 | Local Recreation | Belyando Shire Council | 4390.91 | T | MBH |  | 4390.91 | 1 | 49.81 | 218711.2271 |  | 80477.1327 | 1 | 80477.1327 | 20% | 96572.5593 |  | 315283.7864 |  | Y | [7 empty] | 14263.2032 | [6 empty] | 14263.2032 |  | 315283.7864 | [6 empty] | 315283.7864
193 | C0047878 | C0055298 | Park | Brian Coghlan Park (Moranbah) | 1SP125156 | Local Recreation | Vacant Crown Land (Brian Coughla | 3416.22 | T | MBH |  | 3416.22 | 1 | 49.81 | 170161.9182 |  | 286174.8518 | 1 | 286174.8518 | 20% | 343409.8222 |  | 513571.7404 |  | Y | [7 empty] | 14263.2032 | [6 empty] | 14263.2032 |  | 513571.7404 | [6 empty] | 513571.7404
200 | C0050015 | C0001274 | Park | J.C,S Park (Moranbah) | 905SP104485 | Local Recreation | Belyando Shire Council | 37547.6 | T | MBH |  | 37547.6 | 1 | 49.81 | 1870245.956 |  | 0 | 1 | 0 | 20% | 0 |  | 1870245.956 |  | Y | [7 empty] | 14263.2032 | [6 empty] | 14263.2032 |  | 1870245.956 | [6 empty] | 1870245.956
201 | C0047901 | C0001168 | Park | Gilchrist Park (Moranbah) | 1M973148 | Local Recreation | Belyando Shire Council | 6269.89 | T | MBH |  | 6269.89 | 1 | 49.81 | 312303.2209 |  | 302411.8872 | 1 | 302411.8872 | 20% | 362894.2646 |  | 675197.4855 |  | Y | [7 empty] | 14263.2032 | [6 empty] | 14263.2032 |  | 675197.4855 | [6 empty] | 675197.4855
203 | C0047908 | C0001148 | Park | Koala Park (Moranbah) | 21M97357 | Local Recreation | Belyando Shire Council | 6039.51 | T | MBH |  | 6039.51 | 1 | 49.81 | 300827.9931 |  | 211559.555 | 1 | 211559.555 | 20% | 253871.4659 |  | 554699.459 |  | Y | [7 empty] | 14263.2032 | [6 empty] | 14263.2032 |  | 554699.459 | [6 empty] | 554699.459
205 | C0046583 | C0001468 | Park | Skate Park/Ted Rolfe Oval | 20M97351 | Local Recreation | Issac Regional Council | 26209.91 | T | MBH |  | 20170.4 | 1 | 49.81 | 1004687.624 |  | 965739.2023 | 1 | 965739.2023 | 20% | 1158887.0428 |  | 2163574.6668 |  | Y | [7 empty] | 14263.2032 | [6 empty] | 14263.2032 |  | 2163574.6668 | [6 empty] | 2163574.6668
213 | C0046569 | C0055300 | Park | Lions Park (Moranbah) | 39GV270 | Local Recreation | Belyando Shire Council | 3450.98 | T | MBH |  | 3450.98 | 1 | 49.81 | 171893.3138 |  | 418431.1234 | 1 | 418431.1234 | 20% | 502117.3481 |  | 674010.6619 |  | Y | [7 empty] | 14263.2032 | [6 empty] | 14263.2032 |  | 674010.6619 | [6 empty] | 674010.6619
217 | C0051057 | C0056920 | Park | Moranbah Finger Park 01 | 907SP104497 | Local Recreation | The State Of Qld Dept Of Natural | 7959.52 | T | RURAL |  | 7959.52 | 1 | 12.45 | 99096.024 |  | 0 | 1 | 0 | 20% | 0 |  | 99096.024 |  | Y | [7 empty] | 14263.2032 | [6 empty] | 14263.2032 |  | 99096.024 | [6 empty] | 99096.024
222 | C0047899 | C0055299 | Park | Moranbah Finger Park 02 | 3M97394 | Local Recreation | Belyando Shire Council | 2821.27 | T | MBH |  | 2821.27 | 1 | 49.81 | 140527.4587 |  | 0 | 1 | 0 | 20% | 0 |  | 140527.4587 |  | Y | [7 empty] | 14263.2032 | [6 empty] | 14263.2032 |  | 140527.4587 | [6 empty] | 140527.4587
225 |  | C0056933 | Park | Unnamed Moranbah Local Park 6 | 912SP179892 | Local Recreation | Reserve For Park | 1245.06 | T | MBH |  | 1245.06 | 1 | 49.81 | 62016.4386 |  | 0 | 1 | 0 | 20% | 0 |  | 62016.4386 |  | Y | [7 empty] | 14263.2032 | [6 empty] | 14263.2032 |  | 62016.4386 | [6 empty] | 62016.4386
231 | C0051057 | C0055459 | Park | Moranbah Finger Park 03 | 44M97374 | Local Recreation | Belyando Shire Council | 1255.27 | T | MBH |  | 1255.27 | 1 | 49.81 | 62524.9987 |  | 0 | 1 | 0 | 20% | 0 |  | 62524.9987 |  | Y | [7 empty] | 14263.2032 | [6 empty] | 14263.2032 |  | 62524.9987 | [6 empty] | 62524.9987
237 | C0056945 | C0055309 | Park | Rose Park (Moranbah) | 1SP104459 | Local Recreation |  | 6484.29 | T | MBH |  | 6484.29 | 1 | 49.81 | 322982.4849 |  | 103858.4502 | 1 | 103858.4502 | 20% | 124630.1403 |  | 447612.6252 |  | Y | [7 empty] | 14263.2032 | [6 empty] | 14263.2032 |  | 447612.6252 | [6 empty] | 447612.6252
246 |  | C0001142 | Park | Unnamed Moranbah Local Park 5 | 300RP903286 | Local Recreation | Belyando Shire Council | 6578.54 | T | RURAL |  | 6578.54 | 1 | 12.45 | 81902.823 |  | 0 | 1 | 0 | 20% | 0 |  | 81902.823 |  | Y | [7 empty] | 14263.2032 | [6 empty] | 14263.2032 |  | 81902.823 | [6 empty] | 81902.823
345 | C0046575 | C0001448 | Park | Centenary Park (Clermont) | 14C9569 | Local Recreation | Belyando Shire Council | 20293.1 | T | RURAL |  | 20293.1 | 1 | 12.45 | 252649.095 |  | 495980.3998 | 1 | 495980.3998 | 20% | 595176.4798 |  | 847825.5748 | Y | [7 empty] | 3302.4975 | [7 empty] | 3302.4975 | 847825.5748 | [7 empty] | 847825.5748
353 | C0046579 | C0001440 | Park | Clermont Skate Park | 48C95123 | Local Recreation | Belyando Shire Council | 22506.2 | T | RURAL |  | 22506.2 | 1 | 12.45 | 280202.19 |  | 197415.0943 | 1 | 197415.0943 | 20% | 236898.1131 |  | 517100.3031 | Y | [7 empty] | 3302.4975 | [7 empty] | 3302.4975 | 517100.3031 | [7 empty] | 517100.3031
402 | C0051057 | C0056924 | Park | Moranbah Finger Park 04 | 56GV307 | Local Recreation | Belyando Shire Council | 23733.7 | T | MBH |  | 23733.7 | 1 | 49.81 | 1182175.597 |  | 0 | 1 | 0 | 20% | 0 |  | 1182175.597 |  | Y | [7 empty] | 14263.2032 | [6 empty] | 14263.2032 |  | 1182175.597 | [6 empty] | 1182175.597
421 | C0047888 | C0001425 | Park | Grosvenor Park & Federation Walk | 53GV157 | Local Recreation | Reserve For Park | 96101.2 | T | RURAL |  | 96101.2 | 1 | 12.45 | 1196459.94 |  | 221476.9875 | 1 | 221476.9875 | 20% | 265772.3851 |  | 1462232.3251 |  | Y | [7 empty] | 14263.2032 | [6 empty] | 14263.2032 |  | 1462232.3251 | [6 empty] | 1462232.3251
437 | C0046581 | C0001432 | Park | Spring Park (Clermont) | 23C95124 | Local Recreation | Belyando Shire Council | 7895.33 | T | TOWN |  | 7895.33 | 1 | 31.13 | 245781.6229 |  | 84481.4926 | 1 | 84481.4926 | 20% | 101377.7912 |  | 347159.4141 | Y | [7 empty] | 3302.4975 | [7 empty] | 3302.4975 | 347159.4141 | [7 empty] | 347159.4141
438 | C0048165 | C0055432 | Park | Newton Park (Clermont) | 51C95131 | Local Recreation | Reserve For Park | 1596.51 | T | TOWN |  | 1596.51 | 1 | 31.13 | 49699.3563 |  | 52301.7957 | 1 | 52301.7957 | 20% | 62762.1548 |  | 112461.5111 | Y | [7 empty] | 3302.4975 | [7 empty] | 3302.4975 | 112461.5111 | [7 empty] | 112461.5111
479 | C0047900 | C0001487 | Park | Fox Park (Dysart) | 42D111245 | Local Recreation | Reserve For Park | 8014.72 | T | TOWN |  | 8014.72 | 1 | 31.13 | 249498.2336 |  | 236938.9468 | 1 | 236938.9468 | 20% | 284326.7361 |  | 533824.9697 |  |  | Y | [7 empty] | 5552.8991 | [5 empty] | 5552.8991 |  |  | 533824.9697 | [5 empty] | 533824.9697
589 | C0046586 | C0001502 | Park | Bernborough Park | 74CP847480 | Local Recreation | Belyando Shire Council | 6243.47 | T | MBH |  | 6243.47 | 1 | 49.81 | 310987.2407 |  | 515542.0416 | 1 | 515542.0416 | 20% | 618650.4499 |  | 929637.6906 |  | Y | [7 empty] | 14263.2032 | [6 empty] | 14263.2032 |  | 929637.6906 | [6 empty] | 929637.6906
590 | C0046633 | C0055297 | Park | Nolan Park (Moranbah) | 1CP912826 | Local Recreation | Belyando Shire Council | 1884.95 | T | MBH |  | 1884.95 | 1 | 49.81 | 93889.3595 |  | 178992.5093 | 1 | 178992.5093 | 20% | 214791.0111 |  | 308680.3706 |  | Y | [7 empty] | 14263.2032 | [6 empty] | 14263.2032 |  | 308680.3706 | [6 empty] | 308680.3706
605 | C0047922 | C0001303 | Park | Skate Park | 605N1101 | Local Recreation | Nebo Shire Council | 3042.97 | T | TOWN |  | 3042.97 | 1 | 31.13 | 94727.6561 |  | 303768.9493 | 1 | 303768.9493 | 20% | 364522.7392 |  | 459250.3953 | [5 empty] | Y | [7 empty] | 1387.7054 |  |  | 1387.7054 | [5 empty] | 459250.3953 |  |  | 459250.3953
606 | C0046618 | C0055246 | Park | Lions Park (Glenden) | 67G112845 | Local Recreation | Nebo Shire Council | 34539 | T | RURAL |  | 34539 | 1 | 12.45 | 430010.55 |  | 198212.6731 | 1 | 198212.6731 | 20% | 237855.2077 |  | 667865.7577 |  |  |  |  | Y | [7 empty] | 1235.5915 |  |  |  | 1235.5915 |  |  |  |  | 667865.7577 |  |  |  | 667865.7577
608 | C0046580 | C0001109 | Park | Rose Harris Park | 27C957 | Local Recreation | Belyando Shire Council | 2032.5 | T | TOWN |  | 2032.5 | 1 | 31.13 | 63271.725 |  | 199041.6366 | 1 | 199041.6366 | 20% | 238849.9639 |  | 302121.6889 | Y | [7 empty] | 3302.4975 | [7 empty] | 3302.4975 | 302121.6889 | [7 empty] | 302121.6889
384 | C0046634 | C0055308 | Park | Sunshine Park | 384SP230470 | Local Recreation |  | 3929.55 | T | MBH |  | 3929.55 | 1 | 49.81 | 195730.8855 |  | 275611.2141 | 1 | 275611.2141 | 20% | 330733.4569 |  | 526464.3424 |  | Y | [7 empty] | 14263.2032 | [6 empty] | 14263.2032 |  | 526464.3424 | [6 empty] | 526464.3424
997 |  | 997 | Park | Moranbah Local Park 3 | 997 SP262603 | Local Recreation |  | 2007.66 | T | MBH |  | 2007.66 | 1 | 49.81 | 100001.5446 |  | 0 | 1 | 0 | 20% | 0 |  | 100001.5446 |  | Y | [7 empty] | 14263.2032 | [6 empty] | 14263.2032 |  | 100001.5446 | [6 empty] | 100001.5446
999 |  | 999 | Park | Moranbah Local Park 2 | 999 SP252738 | Local Recreation |  | 955.2 | T | MBH |  | 955.2 | 1 | 49.81 | 47578.512 |  | 0 | 1 | 0 | 20% | 0 |  | 47578.512 |  | Y | [7 empty] | 14263.2032 | [6 empty] | 14263.2032 |  | 47578.512 | [6 empty] | 47578.512
613 | C0047864 | C0055262 | Park | St Lawrence Local Park 1 | 142MC498 | Local Recreation |  | 31878.7 | T | RURAL |  | 31878.7 | 1 | 12.45 | 396889.815 |  | 163751.8118 | 1 | 163751.8118 | 20% | 196502.1741 |  | 593391.9891 | [6 empty] | Y | [7 empty] | 355.3838 |  | 355.3838 | [6 empty] | 593391.9891 |  | 593391.9891
123 |  | C0001049 | Park | St Lawrence Local Park 2 | 123CP858229 | Local Recreation |  | 27464.1 | T | RURAL |  | 27464.1 | 1 | 12.45 | 341928.045 |  | 0 | 1 | 0 | 20% | 0 |  | 341928.045 | [6 empty] | Y | [7 empty] | 355.3838 |  | 355.3838 | [6 empty] | 341928.045 |  | 341928.045
604 | C0047914 | C0001288 | Park | Perry Park | 2RP604409 | Local Recreation | Nebo Shire Council | 5092.24 | T | TOWN |  | 5092.24 | 1 | 31.13 | 158521.4312 |  | 114593.5842 | 1 | 114593.5842 | 20% | 137512.3011 |  | 296033.7323 | [5 empty] | Y | [7 empty] | 1387.7054 |  |  | 1387.7054 | [5 empty] | 296033.7323 |  |  | 296033.7323
134 |  | C0001473 | Park | Middlemount Local Recreation Park | 15M112147 | Local Recreation | Reserve For Local Park | 7271.95 | T | TOWN |  | 7271.95 | 1 | 31.13 | 226375.8035 |  | 0 | 1 | 0 | 20% | 0 |  | 226375.8035 |  |  |  | Y | [7 empty] | 4125.1302 |  |  |  |  | 4125.1302 |  |  |  | 226375.8035 |  |  |  |  | 226375.8035
104 |  | C0055278 | Park | Unnamed Dysart Local Park 1 | 21D111289 | Local Recreation | Reserve For Park | 3419.14 | T | TOWN |  | 3419.14 | 1 | 31.13 | 106437.8282 |  | 0 | 1 | 0 | 20% | 0 |  | 106437.8282 |  |  | Y | [7 empty] | 5552.8991 | [5 empty] | 5552.8991 |  |  | 106437.8282 | [5 empty] | 106437.8282
102 |  | C0055275 | Park | Unnamed Dysart Local Park 2 | 20D111283 | Local Recreation | Reserve For Park | 1739.27 | T | TOWN |  | 1739.27 | 1 | 31.13 | 54143.4751 |  | 0 | 1 | 0 | 20% | 0 |  | 54143.4751 |  |  | Y | [7 empty] | 5552.8991 | [5 empty] | 5552.8991 |  |  | 54143.4751 | [5 empty] | 54143.4751
216 | C0051057 | C0055426 | Park | Moranbah Finger Park 09 | 17M97342 | Local Recreation | Belyando Shire Council | 1415.14 | T | MBH |  | 1415.14 | 1 | 49.81 | 70488.1234 |  | 0 | 1 | 0 | 20% | 0 |  | 70488.1234 |  | Y | [7 empty] | 14263.2032 | [6 empty] | 14263.2032 |  | 70488.1234 | [6 empty] | 70488.1234
209 | C0046584 | C0001280 | Park | Town Square Park | 22M97350 | Local Recreation | Belyando Shire Council | 4232.47 | T | MBH |  | 4232.47 | 1 | 49.81 | 210819.3307 |  | 85968.3453 | 1 | 85968.3453 | 20% | 103162.0144 |  | 313981.3451 |  | Y | [7 empty] | 14263.2032 | [6 empty] | 14263.2032 |  | 313981.3451 | [6 empty] | 313981.3451
251 | C0047904 | C0001137 | Park | Binda Park (Moranbah) | 301RP903301 | Local Recreation | Belyando Shire Council | 90009.9 | T | RURAL |  | 90009.9 | 1 | 12.45 | 1120623.255 |  | 1164767.6403 | 1 | 1164767.6403 | 20% | 1397721.1683 |  | 2518344.4233 |  | Y | [7 empty] | 14263.2032 | [6 empty] | 14263.2032 |  | 2518344.4233 | [6 empty] | 2518344.4233
315 | C0046578 | C0056935 | Park | Pioneer Park (Clermont) | 144CLM498 | Local Recreation |  | 26609.6 | T | RURAL |  | 26609.6 | 1 | 12.45 | 331289.52 |  | 0 | 1 | 0 | 20% | 0 |  | 331289.52 | Y | [7 empty] | 3302.4975 | [7 empty] | 3302.4975 | 331289.52 | [7 empty] | 331289.52
451 |  | C0056925 | Park | Finger Park (Clermont) | 11CLM618 | Local Recreation | Reserve For Park | 975.33 | T | TOWN |  | 975.33 | 1 | 31.13 | 30362.0229 |  | 0 | 1 | 0 | 20% | 0 |  | 30362.0229 | Y | [7 empty] | 3302.4975 | [7 empty] | 3302.4975 | 30362.0229 | [7 empty] | 30362.0229
196 | C0051057 | C0056919 | Park | Moranbah Finger Park 05 | 911SP179891 | Local Recreation |  | 15542.8 | T | MBH |  | 15542.8 | 1 | 49.81 | 774186.868 |  | 0 | 1 | 0 | 20% | 0 |  | 774186.868 |  | Y | [7 empty] | 14263.2032 | [6 empty] | 14263.2032 |  | 774186.868 | [6 empty] | 774186.868
224 | C0051057 | C0056922 | Park | Moranbah Finger Park 06 | 910SP179890 | Local Recreation | The State Of Qld Dept Of Natural | 22372.8 | T | RURAL |  | 22372.8 | 1 | 12.45 | 278541.36 |  | 0 | 1 | 0 | 20% | 0 |  | 278541.36 |  | Y | [7 empty] | 14263.2032 | [6 empty] | 14263.2032 |  | 278541.36 | [6 empty] | 278541.36
219 | C0051057 | C0056921 | Park | Moranbah Finger Park 10 | 906SP104496 | Local Recreation | Reserve For Park | 11447.4 | T | MBH |  | 11447.4 | 1 | 49.81 | 570194.994 |  | 0 | 1 | 0 | 20% | 0 |  | 570194.994 |  | Y | [7 empty] | 14263.2032 | [6 empty] | 14263.2032 |  | 570194.994 | [6 empty] | 570194.994
227 | C0051057 | C0056923 | Park | Moranbah Finger Park 07 | 909SP104499 | Local Recreation | The State Of Qld Dept Of Natural | 13892.4 | T | MBH |  | 13892.4 | 1 | 49.81 | 691980.444 |  | 0 | 1 | 0 | 20% | 0 |  | 691980.444 |  | Y | [7 empty] | 14263.2032 | [6 empty] | 14263.2032 |  | 691980.444 | [6 empty] | 691980.444
230 | C0051057 | C0056934 | Park | Moranbah Finger Park 08 | 908SP104498 | Local Recreation | The State Of Qld Dept Of Natural | 13727.5 | T | MBH |  | 13727.5 | 1 | 49.81 | 683766.775 |  | 0 | 1 | 0 | 20% | 0 |  | 683766.775 |  | Y | [7 empty] | 14263.2032 | [6 empty] | 14263.2032 |  | 683766.775 | [6 empty] | 683766.775
233 | C0051057 | C0055302 | Park | Moranbah Finger Park 11 | 905SP104495 | Local Recreation |  | 11306.8 | T | MBH |  | 11306.8 | 1 | 49.81 | 563191.708 |  | 0 | 1 | 0 | 20% | 0 |  | 563191.708 |  | Y | [7 empty] | 14263.2032 | [6 empty] | 14263.2032 |  | 563191.708 | [6 empty] | 563191.708
614 | C0047860 | C0001488 | Park | Moranbah Sports Oval 3 | 19SP158749 | Sports Park |  | 619099 | T | RURAL |  | 619099 | 1 | 12.45 | 7707782.55 |  | 0 | 1 | 0 | 20% | 0 |  | 7707782.55 | Y | Y | Y | Y | Y | Y | Y | Y | 3302.4975 | 14263.2032 | 5552.8991 | 4125.1302 | 1235.5915 | 1387.7054 | 355.3838 | 10243.822 | 40466.2327 | 629041.3227 | 2716775.4916 | 1057685.2864 | 785731.8168 | 235348.5838 | 264322.3865 | 67691.5239 | 1951186.1383 | 7707782.55
436 |  | C0055190 | Park | Clermont Sports Oval | 1CLM605 | Sports Park | Recreation Hall- Blair Athol | 164518 | T | RURAL |  | 164518 | 1 | 12.45 | 2048249.1 |  | 1651645.4419 | 1 | 1651645.4419 | 20% | 1981974.5303 |  | 4030223.6303 | Y | Y | Y | Y | Y | Y | Y | Y | 3302.4975 | 14263.2032 | 5552.8991 | 4125.1302 | 1235.5915 | 1387.7054 | 355.3838 | 10243.822 | 40466.2327 | 328911.3551 | 1420539.9171 | 553039.5035 | 410841.2393 | 123058.4046 | 138208.145 | 35394.3534 | 1020230.7124 | 4030223.6303
591 |  | C0001334 | Park | Moranbah Sports Oval 2 | 610N1101 | Sports Park | C\- Nebo Shire Council | 70966.4 | T | RURAL |  | 70966.4 | 1 | 12.45 | 883531.68 |  | 0 | 1 | 0 | 20% | 0 |  | 883531.68 | Y | Y | Y | Y | Y | Y | Y | Y | 3302.4975 | 14263.2032 | 5552.8991 | 4125.1302 | 1235.5915 | 1387.7054 | 355.3838 | 10243.822 | 40466.2327 | 72106.0737 | 311419.9445 | 121240.8954 | 90067.2726 | 26977.659 | 30298.8831 | 7759.379 | 223661.5727 | 883531.68
602 | C0046404 | C0001357 | Park | Carmila Sports Grounds | 1RP609332 | Sports Park | Broadsound Shire Council | 23560.3 | T | RURAL |  | 23560.3 | 1 | 12.45 | 293325.735 |  | 359908.8773 | 1 | 359908.8773 | 20% | 431890.6527 |  | 725216.3877 | Y | Y | Y | Y | Y | Y | Y | Y | 3302.4975 | 14263.2032 | 5552.8991 | 4125.1302 | 1235.5915 | 1387.7054 | 355.3838 | 10243.822 | 40466.2327 | 59185.774 | 255618.2787 | 99516.3911 | 73928.6022 | 22143.6773 | 24869.7891 | 6369.0176 | 183584.8578 | 725216.3877
488 | C0046546 | C0001457 | Park | St Lawrence Sports Grounds | 117MC449 | Sports Park | Broadsound Shire Council | 48217.8 | T | RURAL |  | 48217.8 | 1 | 12.45 | 600311.61 |  | 501784.0641 | 1 | 501784.0641 | 20% | 602140.8769 |  | 1202452.4869 | Y | Y | Y | Y | Y | Y | Y | Y | 3302.4975 | 14263.2032 | 5552.8991 | 4125.1302 | 1235.5915 | 1387.7054 | 355.3838 | 10243.822 | 40466.2327 | 98133.581 | 423830.5148 | 165004.1753 | 122578.0789 | 36715.5518 | 41235.6095 | 10560.215 | 304394.7607 | 1202452.4869
72 | C0046588 | C0001493 | Park | Middlemount Sports Oval | 50CP858167 | Sports Park | Reserve For Recreation | 167126 | T | RURAL |  | 167126 | 1 | 12.45 | 2080718.7 |  | 153384.5423 | 1 | 153384.5423 | 20% | 184061.4507 |  | 2264780.1507 | Y | Y | Y | Y | Y | Y | Y | Y | 3302.4975 | 14263.2032 | 5552.8991 | 4125.1302 | 1235.5915 | 1387.7054 | 355.3838 | 10243.822 | 40466.2327 | 184831.408 | 798270.9901 | 310779.9976 | 230871.8248 | 69152.5478 | 77665.9293 | 19889.8216 | 573317.6316 | 2264780.1507
94 | C0047923 | C0001454 | Park | Goldsmith & Hickey Sports Ovals | 12CP852618 | Sports Park | Reserve For Recreation | 137580 | T | RURAL |  | 137580 | 1 | 12.45 | 1712871 |  | 1075779.9675 | 1 | 1075779.9675 | 20% | 1290935.961 |  | 3003806.961 | Y | Y | Y | Y | Y | Y | Y | Y | 3302.4975 | 14263.2032 | 5552.8991 | 4125.1302 | 1235.5915 | 1387.7054 | 355.3838 | 10243.822 | 40466.2327 | 245144.2671 | 1058757.0524 | 412191.4967 | 306208.2623 | 91717.911 | 103009.3181 | 26380.1255 | 760398.5279 | 3003806.961
221 | C0047859 | C0001438 | Park | Moranbah Sports Oval 1 | 133GV265 | Sports Park | Belyando Shire Council | 224160 | T | RURAL |  | 224160 | 1 | 12.45 | 2790792 |  | 9093030.0516 | 1 | 9093030.0516 | 20% | 10911636.0619 |  | 13702428.0619 | Y | Y | Y | Y | Y | Y | Y | Y | 3302.4975 | 14263.2032 | 5552.8991 | 4125.1302 | 1235.5915 | 1387.7054 | 355.3838 | 10243.822 | 40466.2327 | 1118271.4894 | 4829718.5984 | 1880288.7153 | 1396826.3409 | 418388.4298 | 469896.298 | 120337.8833 | 3468700.3068 | 13702428.0619
390 |  | C0001337 | Park | Maddern Sports Oval | 11SP208044 | Sports Park |  | 161781 | T | RURAL |  | 161781 | 1 | 12.45 | 2014173.45 |  | 453118.342 | 1 | 453118.342 | 20% | 543742.0104 |  | 2557915.4604 | Y | Y | Y | Y | Y | Y | Y | Y | 3302.4975 | 14263.2032 | 5552.8991 | 4125.1302 | 1235.5915 | 1387.7054 | 355.3838 | 10243.822 | 40466.2327 | 208754.5301 | 901592.9014 | 351004.9134 | 260754.0559 | 78103.109 | 87718.3956 | 22464.2035 | 647523.3515 | 2557915.4604
[40 empty] | 0 | [8 empty] | 0
Land for Community Facilities | [39 empty] | 0 | [8 empty] | 0
3 |  | C0056926 | Community Facility | Middlemount Shooting Complex | 32CNS395 | Community Facility | Sporting Shooters Association Of | 59904.2 | F | RURAL |  | 0 |  | 12.45 | 0 |  | 0 | 1 | 0 | 20% | 0 |  | 0 | [7 empty] | Y | [7 empty] | 10243.822 | 10243.822 | [7 empty] | 0 | 0
73 | C0046588 | C0001459 | Community Facility | Middlemount Tennis Club | 2CP858167 | Community Facility | Middlemount Tennis Club | 10346.1 | T | RURAL |  | 10346.1 |  | 12.45 | 128808.945 |  | 0 | 1 | 0 | 20% | 0 |  | 128808.945 | [7 empty] | Y | [7 empty] | 10243.822 | 10243.822 | [7 empty] | 128808.945 | 128808.945
74 | C0046588 | C0056928 | Community Facility | Middlemount Touch Football Club | 3CP858167 | Community Facility | Middlemount Touch Football Club | 2562.78 | T | RURAL |  | 2562.78 |  | 12.45 | 31906.611 |  | 0 | 1 | 0 | 20% | 0 |  | 31906.611 | [7 empty] | Y | [7 empty] | 10243.822 | 10243.822 | [7 empty] | 31906.611 | 31906.611
75 | C0046588 | C0056929 | Community Facility | Sports Park - Community Facility | 1CP858167 | Community Facility | Reserve For Recreation | 1383.63 | T | RURAL |  | 1383.63 |  | 12.45 | 17226.1935 |  | 0 | 1 | 0 | 20% | 0 |  | 17226.1935 | [7 empty] | Y | [7 empty] | 10243.822 | 10243.822 | [7 empty] | 17226.1935 | 17226.1935
83 | C0046589 | C0055218 | Community Facility | MIddlemount Swimming Pool | 17M112128 | Community Facility | Broadsound Shire Council | 24058.9 | T | TOWN |  | 24058.9 |  | 31.13 | 748953.557 |  | 0 | 1 | 0 | 20% | 0 |  | 748953.557 |  |  |  | Y | [7 empty] | 4125.1302 |  |  |  |  | 4125.1302 |  |  |  | 748953.557 |  |  |  |  | 748953.557
92 | C0047930 | C0055277 | Community Facility | Tennis Club Middlemount | 23CNS396 | Community Facility | Reserve For Recreation | 31287.3 | T | RURAL |  | 31287.3 |  | 12.45 | 389526.885 |  | 0 | 1 | 0 | 20% | 0 |  | 389526.885 |  |  | Y | [7 empty] | 5552.8991 | [5 empty] | 5552.8991 |  |  | 389526.885 | [5 empty] | 389526.885
101 | C0046441 | C0056930 | Community Facility | Dysart Recreation Centre | 1SP203779 | Community Facility | Broadsound Shire Council | 7789.26 | T | TOWN |  | 7789.26 |  | 31.13 | 242479.6638 |  | 0 | 1 | 0 | 20% | 0 |  | 242479.6638 |  |  | Y | [7 empty] | 5552.8991 | [5 empty] | 5552.8991 |  |  | 242479.6638 | [5 empty] | 242479.6638
138 | C0046566 | C0055220 | Community Facility | Middlemount Community Facility | 24M112147; 25M112154; 6M112154; 16M112130; 24CP891098 | Community Facility | Reserve For Local Government | 12355.89 | T | TOWN |  | 12355.89 |  | 31.13 | 384638.8557 |  | 0 | 1 | 0 | 20% | 0 |  | 384638.8557 |  |  |  | Y | [7 empty] | 4125.1302 |  |  |  |  | 4125.1302 |  |  |  | 384638.8557 |  |  |  |  | 384638.8557
341 |  | C0056936 | Community Facility | Clermont Rodeo & Show Ground | 162CLM664 | Community Facility | Clermont Rodeo & Show Society | 38327.4 | T | RURAL |  | 38327.4 |  | 12.45 | 477176.13 |  | 0 | 1 | 0 | 20% | 0 |  | 477176.13 | Y | [7 empty] | 3302.4975 | [7 empty] | 3302.4975 | 477176.13 | [7 empty] | 477176.13
354 | C0046592 | C0001436 | Community Facility | Clermont Swimming Pool | 49C95123 | Community Facility | Belyando Shire Council | 18307.9 | T | TOWN |  | 18307.9 |  | 31.13 | 569924.927 |  | 0 | 1 | 0 | 20% | 0 |  | 569924.927 | Y | [7 empty] | 3302.4975 | [7 empty] | 3302.4975 | 569924.927 | [7 empty] | 569924.927
480 | C0046440 | C0001482 | Community Facility | Dysart Swimming Pool | 32SP153765 | Community Facility | Reserve For Local Government | 10112.7 | T | TOWN |  | 10112.7 |  | 31.13 | 314808.351 |  | 0 | 1 | 0 | 20% | 0 |  | 314808.351 |  |  | Y | [7 empty] | 5552.8991 | [5 empty] | 5552.8991 |  |  | 314808.351 | [5 empty] | 314808.351
481 | C0051675 | C0001483 | Community Facility | Dysart Tennis Courts | 33SP153765 | Community Facility | Reserve For Sport And Recreation | 11891.2 | T | TOWN |  | 11891.2 |  | 31.13 | 370173.056 |  | 0 | 1 | 0 | 20% | 0 |  | 370173.056 |  |  | Y | [7 empty] | 5552.8991 | [5 empty] | 5552.8991 |  |  | 370173.056 | [5 empty] | 370173.056
504 | C0046452 | C0001474 | Community Facility | Flaggy Rock Community Hall | 28MC810248 | Community Facility | Reserve For Public Hall | 20572.9 | T | RURAL |  | 20572.9 |  | 12.45 | 256132.605 |  | 0 | 1 | 0 | 20% | 0 |  | 256132.605 | [7 empty] | Y | [7 empty] | 10243.822 | 10243.822 | [7 empty] | 256132.605 | 256132.605
581 |  | C0056938 | Community Facility | Nebo Bowls Club | 112N1101 | Community Facility | Reserve For Drainage | 12190.4 | T | TOWN |  | 12190.4 |  | 31.13 | 379487.152 |  | 0 | 1 | 0 | 20% | 0 |  | 379487.152 | [5 empty] | Y | [7 empty] | 1387.7054 |  |  | 1387.7054 | [5 empty] | 379487.152 |  |  | 379487.152
603 | C0046540 | C0001304 | Community Facility | Centenary Park | 59N1101 | Community Facility | Nebo Shire Council | 2036.73 | T | TOWN |  | 2036.73 |  | 31.13 | 63403.4049 |  | 290274.4586 | 1 | 290274.4586 | 20% | 348329.3503 |  | 411732.7552 | [5 empty] | Y | [7 empty] | 1387.7054 |  |  | 1387.7054 | [5 empty] | 411732.7552 |  |  | 411732.7552
388 |  | C0055433 | Community Facility | Glenden Public Hall | 22HLN233 | Community Facility | Reserve For Public Halls | 2955.81 | T | RURAL |  | 2955.81 |  | 12.45 | 36799.8345 |  | 0 | 1 | 0 | 20% | 0 |  | 36799.8345 |  |  |  |  | Y | [7 empty] | 1235.5915 |  |  |  | 1235.5915 |  |  |  |  | 36799.8345 |  |  |  | 36799.8345
383 | C0046573 | C0055252 | Community Facility | Glenden Recreation Centre | 12G112833 | Community Facility | Nebo Shire Council | 25453.4 | T | RURAL |  | 25453.4 |  | 12.45 | 316894.83 |  | 0 | 1 | 0 | 20% | 0 |  | 316894.83 |  |  |  |  | Y | [7 empty] | 1235.5915 |  |  |  | 1235.5915 |  |  |  |  | 316894.83 |  |  |  | 316894.83
178 | C0046537 | C0055329 | Community Facility | Nebo Sport and Recreation Showgrounds | 64N1109 | Community Facility | Nebo Shire Council | 235653 | T | RURAL |  | 235653 |  | 12.45 | 2933879.85 |  | 0 | 1 | 0 | 20% | 0 |  | 2933879.85 | [5 empty] | Y | [7 empty] | 1387.7054 |  |  | 1387.7054 | [5 empty] | 2933879.85 |  |  | 2933879.85
456 | C0046550 | C0002869 | Community Facility | St Lawrence Recreation Grounds | 105MC532 | Community Facility | Broadsound Shire Council | 759136 | T | RURAL |  | 759136 |  | 12.45 | 9451243.2 |  | 527505.1394 | 1 | 527505.1394 | 20% | 633006.1673 |  | 10084249.3673 | [7 empty] | Y | [7 empty] | 10243.822 | 10243.822 | [7 empty] | 10084249.3673 | 10084249.3673
207 | C0046598 | C0001437 | Community Facility | Moranbah Swimming Pool | 23GV263 | Community Facility | Belyando Shire Council | 7627.84 | T | MBH |  | 7627.84 |  | 49.81 | 379942.7104 |  | 0 | 1 | 0 | 20% | 0 |  | 379942.7104 |  | Y | [7 empty] | 14263.2032 | [6 empty] | 14263.2032 |  | 379942.7104 | [6 empty] | 379942.7104
204 |  | C0056932 | Community Facility | Moranbah Youth Centre | 12SP301946 | Community Facility | Reserve For Park | 9804 | T | MBH |  | 9804 |  | 49.81 | 488337.24 |  | 0 | 1 | 0 | 20% | 0 |  | 488337.24 |  | Y | [7 empty] | 14263.2032 | [6 empty] | 14263.2032 |  | 488337.24 | [6 empty] | 488337.24
[40 empty] | 0 | [8 empty] | 0
[40 empty] | 0 | [8 empty] | 0
[15 empty] | 64078427.6161 |  | 26421485.2442 |  | 26421485.2442 |  | 31705782.2931 |  | 95784209.9092 | [17 empty] | 6479800.8929 | 32266514.1867 | 13239680.3972 | 11198427.7183 | 2123166.2965 | 5717608.6388 | 1252166.5569 | 23506845.222 | 95784209.9092
Deleted Assets from former LGIP | [48 empty] | 95784209.9092
LGIP ID | Asset Type | Description |  | Former Map Reference | Year Deleted / Planning Scheme | [43 empty] | 95784209.9092
113 | Community Facility | QCWA Dysart |  | PPCL-006 (Broadsound PS 2005) | 2021 - Isaac Regional Planning Scheme 2021 v1.0 | [43 empty] | 95784209.9092
609 | Park | Town Entrance Park (Nebo) |  | PPCL-002 (Nebo PS 2008) | 2021 - Isaac Regional Planning Scheme 2021 v1.0

## PPCL - Future
Isaac Regional Council |  |  | Return to Navigation
Local Government Infrastructure Plan
Future Parks and Land for Community Facilities Network
Asset Description Data | [9 empty] | Land Cost Valuation |  | Works Base Cost Valuation |  |  |  | Works Base Estimate Valuation |  | Total Asset Valuation |  |  |  |  | Catchment Asset Allocation | [7 empty] | Asset Usage | [8 empty] | Cost Allocation
LGIP ID | Asset Type | Description | Hierarchy | Lot / Plan | Land Unit Rate Code | Works Unit Rate Code | Year of Provision / Construction | Qty Land (m²) | Qty Works (ea) | Land Unit Cost | Land Value | Asset Unit Cost | Raw Asset Cost | Cost or Asset Multiplier | Works Base Cost | On-Cost Allowance (%) | Works Base Estimate | Works Contingency (%) | Grants / Subsidies (Percentage of Works Base Estimate ) | Total Asset Cost (at Base Year) | Total Asset Cost (Escalated) | Net Present Value of Total Asset Cost | PPCL01 - Clermont | PPCL02 - Moranbah | PPCL03 - Dysart | PPCL04 - Middlemount | PPCL05 - Glenden | PPCL06 - Nebo | PPCL07 - St. Lawrence | PPCL08 - Remainder of LGA | PPCL01 - Clermont | PPCL02 - Moranbah | PPCL03 - Dysart | PPCL04 - Middlemount | PPCL05 - Glenden | PPCL06 - Nebo | PPCL07 - St. Lawrence | PPCL08 - Remainder of LGA | TOTAL | PPCL01 - Clermont | PPCL02 - Moranbah | PPCL03 - Dysart | PPCL04 - Middlemount | PPCL05 - Glenden | PPCL06 - Nebo | PPCL07 - St. Lawrence | PPCL08 - Remainder of LGA | TOTAL
[31 empty] | 3302.4975 | 14263.2032 | 5552.8991 | 4125.1302 | 1235.5915 | 1387.7054 | 355.3838 | 10243.822 | 40466.2327
[39 empty] | 0 | [8 empty] | 0
Parks | [38 empty] | 0 | [8 empty] | 0
PF21 | Park | Greenhill Rec Park | Recreation District | 1SP266865 | RURAL |  | 2027 | 17320 | 1 | 12.45 | 215634 |  |  | 1 | 0 | 20% | 0 | 25% |  | 215634 | 234837.3306 | 197379.9915 | [7 empty] | Y | [7 empty] | 10243.822 | 10243.822 | [7 empty] | 197379.9915 | 197379.9915
PF22 | Park | Blair Athol Recreational Sports Ground | Recreation District | 1SP296846 | TOWN | Project Cost | 2027 | 0 | 1 | 31.13 | 0 |  | 100000 | 1 | 100000 | 20% | 120000 | 25% |  | 150000 | 162979.9686 | 136984.119 | Y | [7 empty] | 3302.4975 | [7 empty] | 3302.4975 | 136984.119 | [7 empty] | 136984.119
PF23 | Park | Greenhill Rec Park | Recreation District | 1SP266865 | RURAL | Project Cost | 2029 | 0 | 1 | 12.45 | 0 |  | 300000 | 1 | 300000 | 20% | 360000 | 25% | 50% | 225000 | 258377.1694 | 193410.8296 | [7 empty] | Y | [7 empty] | 10243.822 | 10243.822 | [7 empty] | 193410.8296 | 193410.8296
[39 empty] | 0 | [8 empty] | 0
[39 empty] | 0 | [8 empty] | 0
[11 empty] | 215634 |  | 400000 |  | 400000 |  | 480000 |  |  | 590634 | 656194.4686 | 527774.9402 | [17 empty] | 136984.119 | 0 | 0 | 0 | 0 | 0 | 0 | 390790.8212 | 527774.9402
527774.9402
Deleted Assets from former LGIP | [47 empty] | 527774.9402
LGIP ID | Asset Type | Description | Hierarchy | Lot / Plan | Map | Year Deleted / Planning Scheme | [41 empty] | 527774.9402
Deleted Project
PF01 | Park | Future Park | Local Recreation | 1C95121 | PPCL-006-Clermont | 2025 Isaac Regional Planning Scheme 2021 v1.4
PF02 | Park | Future Park | Local Recreation | 3SP253804 | PPLC-001 Glenden | 2018 Nebo Planning Scheme v1.1
PF03 | Park | Future Park | Local Recreation | 900SP259131 | PPLC-002 Nebo | 2018 Nebo Planning Scheme v1.1
PF04 | Park | Future Park | Local Recreation | 251SP262649 | PPLC-003 Moranbah | 2018 Belyando Planning Scheme v1.1
PF05 | Park | Future Park | Local Recreation | 251SP262649 | PPLC-003 Moranbah | 2018 Belyando Planning Scheme v1.1
PF06 | Park | Future Park | Local Recreation | 250SP262649 | PPLC-003 Moranbah | 2018 Belyando Planning Scheme v1.1
PF07 | Park | Future Park | Local Recreation | 29SP218555 | PPLC-003 Moranbah | 2018 Belyando Planning Scheme v1.1
PF08 | Park | Future Park | Local Recreation | 29SP218555 | PPLC-003 Moranbah | 2018 Belyando Planning Scheme v1.1
PF09 | Park | Future Park | Local Recreation | 29SP218555 | PPLC-003 Moranbah | 2018 Belyando Planning Scheme v1.1
PF10 | Park | Future Park | Local Recreation | 253SP262649 | PPLC-003 Moranbah | 2018 Belyando Planning Scheme v1.1
PF11 | Park | Future Park | Local Recreation | Lots 55 & 56 CLM602 | PPLC-005 Clermont | 2018 Belyando Planning Scheme v1.1
PF12 | Park | Future Park | Local Recreation | 3SP314273 | PPLC-006 Dysart | 2018 Broadsound Planning Scheme v1.1
PF13 | Park | Future Park | Local Recreation | 3SP314273 | PPLC-006 Dysart | 2018 Broadsound Planning Scheme v1.1
PF14 | Park | Future Park | Local Recreation | 3SP314273 | PPLC-006 Dysart | 2018 Broadsound Planning Scheme v1.1
PF15 | Park | Future Park | Local Recreation | 3SP314273 | PPLC-006 Dysart | 2018 Broadsound Planning Scheme v1.1
PF16 | Park | Future Park | Local Recreation | 4CN304 | PPLC-006 Dysart | 2018 Broadsound Planning Scheme v1.1
PF17 | Park | Future Park | Local Recreation | 100SP217256 | PPLC-007 Middlemount | 2018 Broadsound Planning Scheme v1.1
PF19 | Park | Clairview Park | District Recreation | 53MC367 | PPCL-011- Remainder of LGA | 2025 Isaac Regional Planning Scheme 2021 v1.4
PF20 | Park | Carmila Sports Grounds | Sports Park | 1RP609332 |  | 2025 Isaac Regional Planning Scheme 2021 v1.4
Note on B21: [Threaded comment] Your version of Excel allows you to read this threaded comment; however, any edits to it will get removed if the file is opened in a newer version of Excel. Learn more: https://go.microsoft.com/fwlink/?linkid=870924 Comment: Park deleted as development has slowed and there is no current identified need for this park.

## Anticipated Gwth - Res
| Isaac Regional Council |  |  |  |  | Return to Navigation
Local Government Infrastructure Plan
LGIP Table - Existing and projected residential dwellings (by census yr)
| Projection area | LGIP development type | Existing and projected residential dwellings | [7 empty] | Levied Charges
|  |  | 2024 | 2026 | 2031 | 2036 | 2041 | 2046
Moranbah | Moranbah | Single Dwelling | 3507.1071 | 3627.9046 | 3788.4359 | 3979.4703 | 4004.328 | 4016.1596 |  |  | 36670.7
Moranbah |  | Multiple Dwelling | 714.0559 | 795.5694 | 953.4734 | 1142.6918 | 1155.6216 | 1164.6527 |  |  | 26193.4
Moranbah |  | Other Dwelling | 532.2353 | 540.0157 | 545.5936 | 553.1233 | 554.8675 | 554.8708 |  |  | 26193.4
Moranbah |  | Total | 4753.3983 | 4963.4897 | 5287.5029 | 5675.2853 | 5714.8171 | 5735.6832
Clermont | Clermont | Single Dwelling | 998.4516 | 1001.2291 | 1003.2478 | 1005.0187 | 1016.2135 | 1024.1511 |  |  | 36670.7
Clermont |  | Multiple Dwelling | 195.2743 | 199.6391 | 207.2159 | 216.3731 | 225.6375 | 233.7395 |  |  | 26193.4
Clermont |  | Other Dwelling | 79.0046 | 79.272 | 79.5198 | 79.9286 | 80.1801 | 80.1801 |  |  | 26193.4
Clermont |  | Total | 1272.7305 | 1280.1401 | 1289.9835 | 1301.3203 | 1322.0311 | 1338.0707
Nebo | Nebo | Single Dwelling | 335.145 | 352.9391 | 393.1469 | 441.0223 | 444.8791 | 447.2233 |  |  | 36670.7
Nebo |  | Multiple Dwelling | 57.9018 | 59.8265 | 64.034 | 69.0444 | 69.4606 | 69.65 |  |  | 26193.4
Nebo |  | Other Dwelling | 35.7402 | 53.8587 | 65.7355 | 80.2972 | 80.5597 | 80.5697 |  |  | 26193.4
Nebo |  | Total | 428.787 | 466.6242 | 522.9164 | 590.3639 | 594.8994 | 597.4429
Glenden | Glenden | Single Dwelling | 336.8844 | 338.8432 | 343.2924 | 351.3106 | 356.2006 | 359.9679 |  |  | 36670.7
Glenden |  | Multiple Dwelling | 55.464 | 55.74 | 56.28 | 57.2441 | 58.4937 | 59.5583 |  |  | 26193.4
Glenden |  | Other Dwelling | 94.6302 | 95.0738 | 95.3711 | 95.8613 | 96.1631 | 96.1632 |  |  | 26193.4
Glenden |  | Total | 486.9785 | 489.657 | 494.9435 | 504.416 | 510.8574 | 515.6894
Middlemount | Middlemount | Single Dwelling | 1045.6303 | 1047.3657 | 1049.186 | 1051.9525 | 1056.5779 | 1057.8853 |  |  | 36670.7
Middlemount |  | Multiple Dwelling | 133.3704 | 133.6286 | 133.3089 | 133.1289 | 134.4002 | 135.2484 |  |  | 26193.4
Middlemount |  | Other Dwelling | 335.0149 | 336.1488 | 337.1998 | 338.9331 | 340.0121 | 340.0245 |  |  | 26193.4
Middlemount |  | Total | 1514.0156 | 1517.1431 | 1519.6946 | 1524.0144 | 1530.9902 | 1533.1582
Dysart | Dysart | Single Dwelling | 1662.4717 | 1665.5585 | 1669.5155 | 1675.2246 | 1682.9016 | 1685.2853 |  |  | 36670.7
Dysart |  | Multiple Dwelling | 139.3402 | 139.5482 | 139.3046 | 139.1909 | 141.531 | 143.4228 |  |  | 26193.4
Dysart |  | Other Dwelling | 227.7557 | 250.2223 | 265.1189 | 283.6282 | 284.5328 | 284.5616 |  |  | 26193.4
Dysart |  | Total | 2029.5676 | 2055.329 | 2073.9391 | 2098.0437 | 2108.9654 | 2113.2697
0 |  | Single Dwelling | [8 empty] | 36670.7
0 |  | Multiple Dwelling | [8 empty] | 26193.4
0 |  | Other Dwelling | [8 empty] | 26193.4
0 |  | Total
0 |  | Single Dwelling | [8 empty] | 36670.7
0 |  | Multiple Dwelling | [8 empty] | 26193.4
0 |  | Other Dwelling | [8 empty] | 26193.4
0 |  | Total
Outside priority infrastructure area (total) | Outside priority infrastructure area (total) | Single Dwelling | 2979.4277 | 3216.9181 | 3391.7767 | 3605.6163 | 3884.4267 | 4137.9281 |  |  | 24459.3569 | assumes 2/3 of the charge due to less access to services
Outside priority infrastructure area (total) |  | Multiple Dwelling | 0 | 3.0561 | 7.0055 | 11.8383 | 54.7507 | 95.3132 |  |  | 17470.9978 | assumes 2/3 of the charge due to less access to services
Outside priority infrastructure area (total) |  | Other Dwelling | 1122.3335 | 1126.1325 | 1129.6532 | 1135.46 | 1139.0339 | 1139.0339 |  |  | 17470.9978 | assumes 2/3 of the charge due to less access to services
Outside priority infrastructure area (total) |  | Total | 4101.7612 | 4346.1067 | 4528.4355 | 4752.9145 | 5078.2114 | 5372.2752
| Isaac Regional Council | Single Dwelling | 10865.1178 | 11250.7581 | 11638.6012 | 12109.6153 | 12445.5273 | 12728.6006
|  | Multiple Dwelling | 1295.4066 | 1387.0079 | 1560.6224 | 1769.5113 | 1839.8955 | 1901.5849
|  | Other Dwelling | 2426.7143 | 2480.7239 | 2518.1919 | 2567.2315 | 2575.3493 | 2575.4039
|  | Total | 14587.2387 | 15118.4899 | 15717.4155 | 16446.3582 | 16860.7721 | 17205.5893
LGIP Table - Existing and projected residential dwellings (by each yr)
| Projection area | LGIP development type | 2024 | 2025 | 2026 | 2027 | 2028 | 2029 | 2030 | 2031 | 2032 | 2033 | 2034 | 2035 | 2036 | 2037 | 2038 | 2039 | 2040 | 2041 | 2042 | 2043 | 2044 | 2045 | 2046
|  |  | 14587.2387 | 14852.8643 | 15118.4899 | 15238.3876 | 15358.2854 | 15478.1832 | 15598.0809 | 15717.9787 | 15863.826 | 16009.6733 | 16155.5206 | 16301.3679 | 16447.2152 | 16529.9266 | 16612.6379 | 16695.3493 | 16778.0607 | 16860.7721 | 16929.7355 | 16998.699 | 17067.6624 | 17136.6259 | 17205.5893
Moranbah | Moranbah | Single Dwelling | 3507.1071 | 3567.5058 | 3627.9046 | 3660.0109 | 3692.1171 | 3724.2234 | 3756.3296 | 3788.4359 | 3826.6428 | 3864.8496 | 3903.0565 | 3941.2634 | 3979.4703 | 3984.4418 | 3989.4134 | 3994.3849 | 3999.3564 | 4004.328 | 4006.6943 | 4009.0606 | 4011.4269 | 4013.7933 | 4016.1596
Moranbah |  | Multiple Dwelling | 714.0559 | 754.8126 | 795.5694 | 827.1502 | 858.731 | 890.3118 | 921.8926 | 953.4734 | 991.3171 | 1029.1608 | 1067.0045 | 1104.8481 | 1142.6918 | 1145.2778 | 1147.8637 | 1150.4497 | 1153.0357 | 1155.6216 | 1157.4278 | 1159.2341 | 1161.0403 | 1162.8465 | 1164.6527
Moranbah |  | Other Dwelling | 532.2353 | 536.1255 | 540.0157 | 541.1313 | 542.2469 | 543.3624 | 544.478 | 545.5936 | 547.0995 | 548.6055 | 550.1114 | 551.6173 | 553.1233 | 553.4721 | 553.821 | 554.1698 | 554.5187 | 554.8675 | 554.8682 | 554.8688 | 554.8695 | 554.8702 | 554.8708
Clermont | Clermont | Single Dwelling | 998.4516 | 999.8403 | 1001.2291 | 1001.6328 | 1002.0366 | 1002.4403 | 1002.8441 | 1003.2478 | 1003.602 | 1003.9562 | 1004.3103 | 1004.6645 | 1005.0187 | 1007.2577 | 1009.4966 | 1011.7356 | 1013.9745 | 1016.2135 | 1017.801 | 1019.3885 | 1020.9761 | 1022.5636 | 1024.1511
Clermont |  | Multiple Dwelling | 195.2743 | 197.4567 | 199.6391 | 201.1544 | 202.6698 | 204.1852 | 205.7005 | 207.2159 | 209.0473 | 210.8788 | 212.7102 | 214.5416 | 216.3731 | 218.226 | 220.0788 | 221.9317 | 223.7846 | 225.6375 | 227.2579 | 228.8783 | 230.4987 | 232.1191 | 233.7395
Clermont |  | Other Dwelling | 79.0046 | 79.1383 | 79.272 | 79.3215 | 79.3711 | 79.4207 | 79.4702 | 79.5198 | 79.6016 | 79.6833 | 79.7651 | 79.8468 | 79.9286 | 79.9789 | 80.0292 | 80.0795 | 80.1298 | 80.1801 | 80.1801 | 80.1801 | 80.1801 | 80.1801 | 80.1801
Nebo | Nebo | Single Dwelling | 335.145 | 344.042 | 352.9391 | 360.9806 | 369.0222 | 377.0637 | 385.1053 | 393.1469 | 402.7219 | 412.297 | 421.8721 | 431.4472 | 441.0223 | 441.7937 | 442.565 | 443.3364 | 444.1077 | 444.8791 | 445.3479 | 445.8168 | 446.2856 | 446.7545 | 447.2233
Nebo |  | Multiple Dwelling | 57.9018 | 58.8642 | 59.8265 | 60.668 | 61.5095 | 62.351 | 63.1925 | 64.034 | 65.0361 | 66.0381 | 67.0402 | 68.0423 | 69.0444 | 69.1276 | 69.2109 | 69.2941 | 69.3774 | 69.4606 | 69.4985 | 69.5363 | 69.5742 | 69.6121 | 69.65
Nebo |  | Other Dwelling | 35.7402 | 44.7994 | 53.8587 | 56.2341 | 58.6094 | 60.9848 | 63.3601 | 65.7355 | 68.6478 | 71.5602 | 74.4725 | 77.3848 | 80.2972 | 80.3497 | 80.4022 | 80.4547 | 80.5072 | 80.5597 | 80.5617 | 80.5637 | 80.5657 | 80.5677 | 80.5697
Glenden | Glenden | Single Dwelling | 336.8844 | 337.8638 | 338.8432 | 339.733 | 340.6229 | 341.5127 | 342.4026 | 343.2924 | 344.8961 | 346.4997 | 348.1034 | 349.707 | 351.3106 | 352.2886 | 353.2666 | 354.2446 | 355.2226 | 356.2006 | 356.954 | 357.7075 | 358.4609 | 359.2144 | 359.9679
Glenden |  | Multiple Dwelling | 55.464 | 55.602 | 55.74 | 55.848 | 55.956 | 56.064 | 56.172 | 56.28 | 56.4728 | 56.6656 | 56.8584 | 57.0512 | 57.2441 | 57.494 | 57.7439 | 57.9939 | 58.2438 | 58.4937 | 58.7067 | 58.9196 | 59.1325 | 59.3454 | 59.5583
Glenden |  | Other Dwelling | 94.6302 | 94.852 | 95.0738 | 95.1333 | 95.1927 | 95.2522 | 95.3116 | 95.3711 | 95.4691 | 95.5672 | 95.6652 | 95.7632 | 95.8613 | 95.9217 | 95.982 | 96.0424 | 96.1027 | 96.1631 | 96.1631 | 96.1631 | 96.1632 | 96.1632 | 96.1632
Middlemount | Middlemount | Single Dwelling | 1045.6303 | 1046.498 | 1047.3657 | 1047.7297 | 1048.0938 | 1048.4578 | 1048.8219 | 1049.186 | 1049.7393 | 1050.2926 | 1050.8459 | 1051.3992 | 1051.9525 | 1052.8776 | 1053.8027 | 1054.7277 | 1055.6528 | 1056.5779 | 1056.8394 | 1057.1009 | 1057.3623 | 1057.6238 | 1057.8853
Middlemount |  | Multiple Dwelling | 133.3704 | 133.4995 | 133.6286 | 133.6286 | 133.6286 | 133.6286 | 133.6286 | 133.6286 | 133.6286 | 133.6286 | 133.6286 | 133.6286 | 133.6286 | 133.7829 | 133.9372 | 134.0916 | 134.2459 | 134.4002 | 134.5699 | 134.7395 | 134.9091 | 135.0788 | 135.2484
Middlemount |  | Other Dwelling | 335.0149 | 335.5819 | 336.1488 | 336.359 | 336.5692 | 336.7794 | 336.9896 | 337.1998 | 337.5464 | 337.8931 | 338.2397 | 338.5864 | 338.9331 | 339.1489 | 339.3647 | 339.5805 | 339.7963 | 340.0121 | 340.0146 | 340.0171 | 340.0195 | 340.022 | 340.0245
Dysart | Dysart | Single Dwelling | 1662.4717 | 1664.0151 | 1665.5585 | 1666.3499 | 1667.1413 | 1667.9327 | 1668.7241 | 1669.5155 | 1670.6573 | 1671.7991 | 1672.941 | 1674.0828 | 1675.2246 | 1676.76 | 1678.2954 | 1679.8308 | 1681.3662 | 1682.9016 | 1683.3783 | 1683.8551 | 1684.3318 | 1684.8086 | 1685.2853
Dysart |  | Multiple Dwelling | 139.3402 | 139.4442 | 139.5482 | 139.5482 | 139.5482 | 139.5482 | 139.5482 | 139.5482 | 139.5482 | 139.5482 | 139.5482 | 139.5482 | 139.5482 | 139.9448 | 140.3413 | 140.7379 | 141.1344 | 141.531 | 141.9094 | 142.2877 | 142.6661 | 143.0444 | 143.4228
Dysart |  | Other Dwelling | 227.7557 | 238.989 | 250.2223 | 253.2017 | 256.181 | 259.1603 | 262.1396 | 265.1189 | 268.8208 | 272.5226 | 276.2245 | 279.9264 | 283.6282 | 283.8091 | 283.99 | 284.171 | 284.3519 | 284.5328 | 284.5386 | 284.5443 | 284.5501 | 284.5559 | 284.5616
0 | 0 | Single Dwelling | 0 | 0 | 0 | 0 | 0 | 0 | 0 | 0 | 0 | 0 | 0 | 0 | 0 | 0 | 0 | 0 | 0 | 0 | 0 | 0 | 0 | 0 | 0
0 |  | Multiple Dwelling | 0 | 0 | 0 | 0 | 0 | 0 | 0 | 0 | 0 | 0 | 0 | 0 | 0 | 0 | 0 | 0 | 0 | 0 | 0 | 0 | 0 | 0 | 0
0 |  | Other Dwelling | 0 | 0 | 0 | 0 | 0 | 0 | 0 | 0 | 0 | 0 | 0 | 0 | 0 | 0 | 0 | 0 | 0 | 0 | 0 | 0 | 0 | 0 | 0
0 | 0 | Single Dwelling | 0 | 0 | 0 | 0 | 0 | 0 | 0 | 0 | 0 | 0 | 0 | 0 | 0 | 0 | 0 | 0 | 0 | 0 | 0 | 0 | 0 | 0 | 0
0 |  | Multiple Dwelling | 0 | 0 | 0 | 0 | 0 | 0 | 0 | 0 | 0 | 0 | 0 | 0 | 0 | 0 | 0 | 0 | 0 | 0 | 0 | 0 | 0 | 0 | 0
0 |  | Other Dwelling | 0 | 0 | 0 | 0 | 0 | 0 | 0 | 0 | 0 | 0 | 0 | 0 | 0 | 0 | 0 | 0 | 0 | 0 | 0 | 0 | 0 | 0 | 0
Outside priority infrastructure area (total) | Outside priority infrastructure area (total) | Single Dwelling | 2979.4277 | 3098.1729 | 3216.9181 | 3251.8898 | 3286.8615 | 3321.8333 | 3356.805 | 3391.7767 | 3434.5446 | 3477.3125 | 3520.0805 | 3562.8484 | 3605.6163 | 3661.3784 | 3717.1405 | 3772.9026 | 3828.6646 | 3884.4267 | 3935.127 | 3985.8273 | 4036.5275 | 4087.2278 | 4137.9281
Outside priority infrastructure area (total) |  | Multiple Dwelling | 0 | 1.5281 | 3.0561 | 3.846 | 4.6359 | 5.4258 | 6.2157 | 7.0055 | 7.9721 | 8.9386 | 9.9052 | 10.8717 | 11.8383 | 20.4208 | 29.0033 | 37.5858 | 46.1683 | 54.7507 | 62.8632 | 70.9757 | 79.0882 | 87.2007 | 95.3132
Outside priority infrastructure area (total) |  | Other Dwelling | 1122.3335 | 1124.233 | 1126.1325 | 1126.8366 | 1127.5408 | 1128.2449 | 1128.9491 | 1129.6532 | 1130.8146 | 1131.9759 | 1133.1373 | 1134.2986 | 1135.46 | 1136.1748 | 1136.8896 | 1137.6043 | 1138.3191 | 1139.0339 | 1139.0339 | 1139.0339 | 1139.0339 | 1139.0339 | 1139.0339
Forecast Charges Revenue - Residential (Incremental)
| Projection area | LGIP development type | 2024 | 2025 | 2026 | 2027 | 2028 | 2029 | 2030 | 2031 | 2032 | 2033 | 2034 | 2035 | 2036 | 2037 | 2038 | 2039 | 2040 | 2041 | 2042 | 2043 | 2044 | 2045 | 2046
|  |  | 0 | 7685384.9942 | 7877519.619 | 3783285.5808 | 3877867.7203 | 3974814.4134 | 4074184.7737 | 4176039.393 | 5198210.6329 | 5328165.8987 | 5461370.0462 | 5597904.2973 | 5737851.9048 | 2906394.6513 | 2979054.5176 | 3053530.8805 | 3129869.1525 | 3208115.8813 | 2666512.5526 | 2733175.3664 | 2801504.7505 | 2871542.3693 | 2943330.9285
| Moranbah | Single Dwelling |  | 2270236.6069 | 2326992.522 | 1267886.9796 | 1299584.1541 | 1332073.758 | 1365375.6019 | 1399509.992 | 1707071.1779 | 1749747.9574 | 1793491.6563 | 1838328.9477 | 1884287.1714 | 251316.2893 | 257599.1966 | 264039.1765 | 270640.1559 | 277406.1598 | 135338.7889 | 138722.2586 | 142190.3151 | 145745.0729 | 149388.6998
|  | Multiple Dwelling |  | 1094246.0629 | 1121602.2145 | 890813.4829 | 913083.8199 | 935910.9154 | 959308.6883 | 983291.4055 | 1207747.4898 | 1237941.177 | 1268889.7064 | 1300611.9491 | 1333127.2478 | 93373.5888 | 95707.9286 | 98100.6268 | 100553.1424 | 103066.971 | 73789.2552 | 75633.9866 | 77524.8363 | 79462.9572 | 81449.5311
|  | Other Dwelling |  | 104444.6938 | 107055.8111 | 31467.4753 | 32254.1622 | 33060.5163 | 33887.0292 | 34734.2049 | 48060.5756 | 49262.09 | 50493.6422 | 51755.9833 | 53049.8829 | 12596.3456 | 12911.2543 | 13234.0356 | 13564.8865 | 13904.0087 | 26.9737 | 27.648 | 28.3392 | 29.0477 | 29.7739
| Clermont | Single Dwelling |  | 52198.0187 | 53502.9692 | 15944.1647 | 16342.7688 | 16751.338 | 17170.1215 | 17599.3745 | 15824.8066 | 16220.4267 | 16625.9374 | 17041.5859 | 17467.6255 | 113181.2486 | 116010.7798 | 118911.0493 | 121883.8255 | 124930.9211 | 90796.4716 | 93066.3833 | 95393.0429 | 97777.869 | 100222.3157
|  | Multiple Dwelling |  | 58593.7238 | 60058.5669 | 42744.4417 | 43813.0528 | 44908.3791 | 46031.0886 | 47181.8658 | 58448.6871 | 59909.9043 | 61407.6519 | 62942.8432 | 64516.4143 | 66903.8512 | 68576.4475 | 70290.8586 | 72048.1301 | 73849.3334 | 66197.7116 | 67852.6544 | 69548.9707 | 71287.695 | 73069.8874
|  | Other Dwelling |  | 3589.8339 | 3679.5797 | 1398.1534 | 1433.1072 | 1468.9349 | 1505.6582 | 1543.2997 | 2608.977 | 2674.2015 | 2741.0565 | 2809.5829 | 2879.8225 | 1816.8256 | 1862.2462 | 1908.8024 | 1956.5224 | 2005.4355 | 0 | 0 | 0 | 0 | 0
| Nebo | Single Dwelling |  | 334416.2004 | 342776.6054 | 317563.8929 | 325502.9902 | 333640.565 | 341981.5791 | 350531.1186 | 427811.9206 | 438507.2187 | 449469.8991 | 460706.6466 | 472224.3128 | 38992.7809 | 39967.6004 | 40966.7904 | 41990.9602 | 43040.7342 | 26815.3322 | 27485.7155 | 28172.8584 | 28877.1798 | 29599.1093
|  | Multiple Dwelling |  | 25836.8895 | 26482.8118 | 23736.6355 | 24330.0514 | 24938.3027 | 25561.7603 | 26200.8043 | 31980.3332 | 32779.8415 | 33599.3376 | 34439.321 | 35300.304 | 3005.8499 | 3080.9961 | 3158.021 | 3236.9716 | 3317.8959 | 1547.0951 | 1585.7724 | 1625.4167 | 1666.0522 | 1707.7035
|  | Other Dwelling |  | 243225.0766 | 249305.7035 | 67002.7877 | 68677.8574 | 70394.8038 | 72154.6739 | 73958.5408 | 92944.6838 | 95268.3009 | 97650.0084 | 100091.2586 | 102593.5401 | 1895.9958 | 1943.3957 | 1991.9805 | 2041.7801 | 2092.8246 | 81.1279 | 83.1561 | 85.235 | 87.3658 | 89.55
| Glenden | Single Dwelling |  | 36812.7155 | 37733.0334 | 35140.3402 | 36018.8487 | 36919.3199 | 37842.3029 | 38788.3604 | 71650.233 | 73441.4888 | 75277.526 | 77159.4642 | 79088.4508 | 49438.1822 | 50674.1368 | 51940.9902 | 53239.5149 | 54570.5028 | 43093.1479 | 44170.4766 | 45274.7385 | 46406.607 | 47566.7722
|  | Multiple Dwelling |  | 3705.7471 | 3798.3908 | 3046.4852 | 3122.6473 | 3200.7135 | 3280.7313 | 3362.7496 | 6153.1925 | 6307.0223 | 6464.6979 | 6626.3153 | 6791.9732 | 9024.7438 | 9250.3624 | 9481.6215 | 9718.662 | 9961.6286 | 8698.2078 | 8915.663 | 9138.5546 | 9367.0184 | 9601.1939
|  | Other Dwelling |  | 5955.6822 | 6104.5743 | 1676.8854 | 1718.8076 | 1761.7778 | 1805.8222 | 1850.9678 | 3129.0751 | 3207.302 | 3287.4846 | 3369.6717 | 3453.9135 | 2179.5715 | 2234.0608 | 2289.9123 | 2347.1601 | 2405.8391 | 0.66193 | 0.67848 | 0.69544 | 0.71283 | 0.73065
| Middlemount | Single Dwelling |  | 32613.4757 | 33428.8126 | 14376.9635 | 14736.3876 | 15104.7973 | 15482.4172 | 15869.4776 | 24721.5664 | 25339.6056 | 25973.0957 | 26622.4231 | 27287.9837 | 46763.3002 | 47932.3827 | 49130.6922 | 50358.9596 | 51617.9335 | 14955.6903 | 15329.5826 | 15712.8221 | 16105.6427 | 16508.2838
|  | Multiple Dwelling |  | 3465.6802 | 3552.3222 | 0 | 0 | 0 | 0 | 0 | 0 | 0 | 0 | 0 | 0 | 5572.8087 | 5712.1289 | 5854.9322 | 6001.3055 | 6151.3381 | 6929.9577 | 7103.2066 | 7280.7868 | 7462.8064 | 7649.3766
|  | Other Dwelling |  | 15222.5109 | 15603.0736 | 5928.7994 | 6077.0194 | 6228.9448 | 6384.6685 | 6544.2852 | 11063.2366 | 11339.8175 | 11623.3129 | 11913.8958 | 12211.7432 | 7792.4275 | 7987.2382 | 8186.9191 | 8391.5921 | 8601.3819 | 101.1513 | 103.68 | 106.272 | 108.9288 | 111.6521
| Dysart | Single Dwelling |  | 58012.971 | 59463.2953 | 31253.1637 | 32034.4927 | 32835.3551 | 33656.2389 | 34497.6449 | 51015.3529 | 52290.7368 | 53598.0052 | 54937.9553 | 56311.4042 | 77616.507 | 79556.9197 | 81545.8427 | 83584.4888 | 85674.101 | 27266.3124 | 27947.9702 | 28646.6694 | 29362.8362 | 30096.9071
|  | Multiple Dwelling |  | 2791.9425 | 2861.741 | 0 | 0 | 0 | 0 | 0 | 0 | 0 | 0 | 0 | 0 | 14318.7764 | 14676.7458 | 15043.6645 | 15419.7561 | 15805.25 | 15456.7534 | 15843.1723 | 16239.2516 | 16645.2329 | 17061.3637
|  | Other Dwelling |  | 301594.7156 | 309134.5835 | 84038.8418 | 86139.8129 | 88293.3082 | 90500.6409 | 92763.1569 | 118141.6066 | 121095.1468 | 124122.5254 | 127225.5886 | 130406.2283 | 6532.3891 | 6695.6989 | 6863.0913 | 7034.6686 | 7210.5353 | 235.73 | 241.6233 | 247.6639 | 253.8554 | 260.2018
| 0 | Single Dwelling |  | 0 | 0 | 0 | 0 | 0 | 0 | 0 | 0 | 0 | 0 | 0 | 0 | 0 | 0 | 0 | 0 | 0 | 0 | 0 | 0 | 0 | 0
|  | Multiple Dwelling |  | 0 | 0 | 0 | 0 | 0 | 0 | 0 | 0 | 0 | 0 | 0 | 0 | 0 | 0 | 0 | 0 | 0 | 0 | 0 | 0 | 0 | 0
|  | Other Dwelling |  | 0 | 0 | 0 | 0 | 0 | 0 | 0 | 0 | 0 | 0 | 0 | 0 | 0 | 0 | 0 | 0 | 0 | 0 | 0 | 0 | 0 | 0
| 0 | Single Dwelling |  | 0 | 0 | 0 | 0 | 0 | 0 | 0 | 0 | 0 | 0 | 0 | 0 | 0 | 0 | 0 | 0 | 0 | 0 | 0 | 0 | 0 | 0
|  | Multiple Dwelling |  | 0 | 0 | 0 | 0 | 0 | 0 | 0 | 0 | 0 | 0 | 0 | 0 | 0 | 0 | 0 | 0 | 0 | 0 | 0 | 0 | 0 | 0
|  | Other Dwelling |  | 0 | 0 | 0 | 0 | 0 | 0 | 0 | 0 | 0 | 0 | 0 | 0 | 0 | 0 | 0 | 0 | 0 | 0 | 0 | 0 | 0 | 0
| Outside priority infrastructure area (total) | Single Dwelling |  | 2977042.4928 | 3051468.5551 | 921156.8945 | 944185.8169 | 967790.4623 | 991985.2239 | 1016784.8545 | 1274541.8745 | 1306405.4214 | 1339065.5569 | 1372542.1958 | 1406855.7507 | 1880157.5533 | 1927161.4922 | 1975340.5295 | 2024724.0427 | 2075342.1438 | 1934126.7381 | 1982479.9066 | 2032041.9042 | 2082842.9518 | 2134914.0256
|  | Multiple Dwelling |  | 27364.3669 | 28048.4761 | 14861.0194 | 15232.5449 | 15613.3585 | 16003.6925 | 16403.7848 | 20574.6141 | 21088.9794 | 21616.2039 | 22156.609 | 22710.5242 | 206700.5409 | 211868.0544 | 217164.7558 | 222593.8747 | 228158.7215 | 221055.4457 | 226581.8319 | 232246.3777 | 238052.5371 | 244003.8505
|  | Other Dwelling |  | 34015.5873 | 34865.977 | 13248.1741 | 13579.3784 | 13918.8629 | 14266.8345 | 14623.5053 | 24721.2295 | 25339.2602 | 25972.7417 | 26622.0603 | 27287.6118 | 17215.0749 | 17645.4518 | 18086.5881 | 18538.7528 | 19002.2216 | 0 | 0 | 0 | 0 | 0

## Anticipated Gwth - Non Res
| Isaac Regional Council |  |  |  |  | Return to Navigation
Local Government Infrastructure Plan
LGIP Table - Existing and projected non-residential floor space (by census yr)
| Projection area | LGIP development type | Existing and projected non - residential floor space | [7 empty] | Levied Charges
|  |  | 2024 | 2026 | 2031 | 2036 | 2041 | 2046
Moranbah | Moranbah | Retail | 8246.8844 | 8428.8525 | 8867.2604 | 9369.3241 | 9409.3826 | 9447.9186 |  |  | 235.75
Moranbah |  | Commercial | 46952.7806 | 47988.797 | 50484.8267 | 53343.2743 | 53571.3432 | 53790.7439 |  |  | 183.35
Moranbah |  | Industrial | 609543.3057 | 622992.9212 | 655396.5025 | 692505.0096 | 695465.8106 | 698314.081 |  |  | 65.45
Moranbah |  | Community Purposes | 27716.5337 | 28328.1009 | 29801.5237 | 31488.884 | 31623.5145 | 31753.0282 |  |  | 183.35
Moranbah |  | Others | 11644.1859 | 11901.1156 | 12520.1255 | 13229.0142 | 13285.5748 | 13339.9856 |  |  | 26.15
Moranbah |  | Total | 704103.6903 | 719639.7872 | 757070.2388 | 799935.5062 | 803355.6256 | 806645.7572
Clermont | Clermont | Retail | 2433.7277 | 2436.2085 | 2443.3728 | 2446.6649 | 2479.8723 | 2512.1079 |  |  | 235.75
Clermont |  | Commercial | 10104.3158 | 10114.6156 | 10144.3604 | 10158.0283 | 10295.8982 | 10429.7337 |  |  | 183.35
Clermont |  | Industrial | 137042.047 | 137181.7398 | 137585.1607 | 137770.5338 | 139640.4255 | 141455.5991 |  |  | 65.45
Clermont |  | Community Purposes | 6247.292 | 6253.6602 | 6272.0508 | 6280.5013 | 6365.7435 | 6448.4912 |  |  | 183.35
Clermont |  | Others | 10241.9373 | 10252.3774 | 10282.5273 | 10296.3813 | 10436.1291 | 10571.7874 |  |  | 26.15
Clermont |  | Total | 166069.3199 | 166238.6014 | 166727.4721 | 166952.1097 | 169218.0685 | 171417.7193
Nebo | Nebo | Retail | 333.3214 | 355.9072 | 408.7038 | 470.2876 | 473.5594 | 476.6682 |  |  | 235.75
Nebo |  | Commercial | 1815.6802 | 1938.7106 | 2226.3063 | 2561.7679 | 2579.5897 | 2596.5241 |  |  | 183.35
Nebo |  | Industrial | 34960.218 | 37329.1217 | 42866.6648 | 49325.848 | 49668.9998 | 49995.0653 |  |  | 65.45
Nebo |  | Community Purposes | 766.3041 | 818.2289 | 939.608 | 1081.1889 | 1088.7106 | 1095.8577 |  |  | 183.35
Nebo |  | Others | 1078.6882 | 1151.7801 | 1322.6395 | 1521.9359 | 1532.5238 | 1542.5844 |  |  | 26.15
Nebo |  | Total | 38954.2118 | 41593.7485 | 47763.9225 | 54961.0284 | 55343.3832 | 55706.6997
Glenden | Glenden | Retail | 455.4498 | 457.1593 | 464.1245 | 476.9055 | 485.3906 | 493.8391 |  |  | 235.75
Glenden |  | Commercial | 2480.9428 | 2490.2545 | 2528.1957 | 2597.817 | 2644.0371 | 2690.0584 |  |  | 183.35
Glenden |  | Industrial | 47769.5918 | 47948.8854 | 48679.4278 | 50019.9592 | 50909.9096 | 51796.0315 |  |  | 65.45
Glenden |  | Community Purposes | 1047.0769 | 1051.0069 | 1067.0198 | 1096.4034 | 1115.9105 | 1135.3337 |  |  | 183.35
Glenden |  | Others | 1473.918 | 1479.4501 | 1501.9908 | 1543.3525 | 1570.8117 | 1598.1528 |  |  | 26.15
Glenden |  | Total | 53226.9792 | 53426.7561 | 54240.7585 | 55734.4376 | 56726.0594 | 57713.4155
Middlemount | Middlemount | Retail | 959.6749 | 957.1337 | 954.6291 | 950.5307 | 953.095 | 955.6506 |  |  | 235.75
Middlemount |  | Commercial | 5227.5757 | 5213.7331 | 5200.0904 | 5177.765 | 5191.7336 | 5205.6545 |  |  | 183.35
Middlemount |  | Industrial | 100654.945 | 100388.4116 | 100125.7256 | 99695.8595 | 99964.8188 | 100232.8603 |  |  | 65.45
Middlemount |  | Community Purposes | 2206.2877 | 2200.4455 | 2194.6876 | 2185.2652 | 2191.1606 | 2197.0359 |  |  | 183.35
Middlemount |  | Others | 3105.6815 | 3097.4577 | 3089.3526 | 3076.0892 | 3084.3879 | 3092.6582 |  |  | 26.15
Middlemount |  | Total | 112154.1648 | 111857.1815 | 111564.4854 | 111085.5097 | 111385.1959 | 111683.8595
Dysart | Dysart | Retail | 1753.4699 | 1749.4111 | 1747.0367 | 1742.2006 | 1747.9677 | 1753.7021 |  |  | 235.75
Dysart |  | Commercial | 9551.5648 | 9529.4554 | 9516.5213 | 9490.1781 | 9521.5932 | 9552.8297 |  |  | 183.35
Dysart |  | Industrial | 183911.6797 | 183485.9721 | 183236.9297 | 182729.7014 | 183334.5871 | 183936.0349 |  |  | 65.45
Dysart |  | Community Purposes | 4031.2185 | 4021.8873 | 4016.4285 | 4005.3104 | 4018.5691 | 4031.7524 |  |  | 183.35
Dysart |  | Others | 5674.5459 | 5661.4108 | 5653.7267 | 5638.0763 | 5656.7398 | 5675.2974 |  |  | 26.15
Dysart |  | Total | 204922.4789 | 204448.1367 | 204170.6427 | 203605.4667 | 204279.4569 | 204949.6165
0 |  | Retail | [8 empty] | 235.75
0 |  | Commercial | [8 empty] | 183.35
0 |  | Industrial | [8 empty] | 65.45
0 |  | Community Purposes | [8 empty] | 183.35
0 |  | Others | [8 empty] | 26.15
0 |  | Total
0 |  | Retail | [8 empty] | 235.75
0 |  | Commercial | [8 empty] | 183.35
0 |  | Industrial | [8 empty] | 65.45
0 |  | Community Purposes | [8 empty] | 183.35
0 |  | Others | [8 empty] | 26.15
0 |  | Total
Outside priority infrastructure area (total) | Outside priority infrastructure area (total) | Retail | 2458.6227 | 2460.4341 | 2474.8821 | 2487.6801 | 3043.337 | 3569.7207 |  |  | 157.1745 | assumes 2/3 of the charge due to less access to services
Outside priority infrastructure area (total) |  | Commercial | 10791.9391 | 10714.5916 | 10579.4454 | 10399.2579 | 13313.9929 | 16075.548 |  |  | 122.2394 | assumes 2/3 of the charge due to less access to services
Outside priority infrastructure area (total) |  | Industrial | 235564.2582 | 236657.9367 | 239848.5348 | 243015.3925 | 288706.6487 | 331994.8394 |  |  | 43.6355 | assumes 2/3 of the charge due to less access to services
Outside priority infrastructure area (total) |  | Community Purposes | 4184.4414 | 4092.0461 | 3903.531 | 3677.4418 | 5213.1704 | 6668.2027 |  |  | 122.2394 | assumes 2/3 of the charge due to less access to services
Outside priority infrastructure area (total) |  | Others | 11388.5724 | 11610.6518 | 12164.1073 | 12793.9497 | 14272.3423 | 15671.9536 |  |  | 17.4342 | assumes 2/3 of the charge due to less access to services
Outside priority infrastructure area (total) |  | Total | 264387.8338 | 265535.6603 | 268970.5007 | 272373.722 | 324549.4913 | 373980.2644
| Isaac Regional Council | Retail | 16641.1508 | 16845.1064 | 17360.0094 | 17943.5934 | 18592.6045 | 19209.6072
|  | Commercial | 86924.799 | 87990.1578 | 90679.7462 | 93728.0885 | 97118.1878 | 100341.0922
|  | Industrial | 1349446.0454 | 1365984.9883 | 1407738.9459 | 1455062.3043 | 1507691.2001 | 1557724.5116
|  | Community Purposes | 46199.1544 | 46765.3758 | 48194.8494 | 49814.995 | 51616.7792 | 53329.7018
|  | Others | 44607.5292 | 45154.2434 | 46534.4697 | 48098.7991 | 49838.5092 | 51492.4193
|  | Total | 1543818.6788 | 1562739.8717 | 1610508.0206 | 1664647.7803 | 1724857.2808 | 1782097.3321
LGIP Table - Existing and projected non-residential floor space (by each yr)
| Projection area | LGIP development type | 2024 | 2025 | 2026 | 2027 | 2028 | 2029 | 2030 | 2031 | 2032 | 2033 | 2034 | 2035 | 2036 | 2037 | 2038 | 2039 | 2040 | 2041 | 2042 | 2043 | 2044 | 2045 | 2046
|  |  | 1543818.6788 | 1553749.8094 | 1563680.94 | 1573413.3401 | 1583145.7401 | 1592878.1402 | 1602610.5403 | 1612342.9404 | 1623460.978 | 1634579.0156 | 1645697.0532 | 1656815.0908 | 1667933.1284 | 1679600.3571 | 1691267.5858 | 1702934.8144 | 1714602.0431 | 1726269.2718 | 1737528.9449 | 1748788.6181 | 1760048.2912 | 1771307.9643 | 1782567.6375
Moranbah | Moranbah | Retail | 8246.8844 | 8337.8685 | 8428.8525 | 8516.5341 | 8604.2156 | 8691.8972 | 8779.5788 | 8867.2604 | 8967.6731 | 9068.0859 | 9168.4986 | 9268.9113 | 9369.3241 | 9377.3358 | 9385.3475 | 9393.3592 | 9401.3709 | 9409.3826 | 9417.0898 | 9424.797 | 9432.5042 | 9440.2114 | 9447.9186
Moranbah |  | Commercial | 46952.7806 | 47470.7888 | 47988.797 | 48488.0029 | 48987.2089 | 49486.4148 | 49985.6208 | 50484.8267 | 51056.5163 | 51628.2058 | 52199.8953 | 52771.5848 | 53343.2743 | 53388.8881 | 53434.5019 | 53480.1156 | 53525.7294 | 53571.3432 | 53615.2233 | 53659.1034 | 53702.9836 | 53746.8637 | 53790.7439
Moranbah |  | Industrial | 609543.3057 | 616268.1135 | 622992.9212 | 629473.6375 | 635954.3537 | 642435.07 | 648915.7863 | 655396.5025 | 662818.2039 | 670239.9054 | 677661.6068 | 685083.3082 | 692505.0096 | 693097.1698 | 693689.33 | 694281.4902 | 694873.6504 | 695465.8106 | 696035.4647 | 696605.1187 | 697174.7728 | 697744.4269 | 698314.081
Moranbah |  | Community Purposes | 27716.5337 | 28022.3173 | 28328.1009 | 28622.7855 | 28917.47 | 29212.1546 | 29506.8391 | 29801.5237 | 30138.9957 | 30476.4678 | 30813.9399 | 31151.4119 | 31488.884 | 31515.8101 | 31542.7362 | 31569.6623 | 31596.5884 | 31623.5145 | 31649.4172 | 31675.32 | 31701.2227 | 31727.1254 | 31753.0282
Moranbah |  | Others | 11644.1859 | 11772.6507 | 11901.1156 | 12024.9176 | 12148.7196 | 12272.5215 | 12396.3235 | 12520.1255 | 12661.9032 | 12803.681 | 12945.4587 | 13087.2364 | 13229.0142 | 13240.3263 | 13251.6384 | 13262.9505 | 13274.2626 | 13285.5748 | 13296.4569 | 13307.3391 | 13318.2213 | 13329.1035 | 13339.9856
Clermont | Clermont | Retail | 2433.7277 | 2434.9681 | 2436.2085 | 2437.6414 | 2439.0742 | 2440.5071 | 2441.94 | 2443.3728 | 2444.0312 | 2444.6896 | 2445.3481 | 2446.0065 | 2446.6649 | 2453.3063 | 2459.9478 | 2466.5893 | 2473.2308 | 2479.8723 | 2486.3194 | 2492.7665 | 2499.2136 | 2505.6608 | 2512.1079
Clermont |  | Commercial | 10104.3158 | 10109.4657 | 10114.6156 | 10120.5646 | 10126.5135 | 10132.4625 | 10138.4115 | 10144.3604 | 10147.094 | 10149.8276 | 10152.5611 | 10155.2947 | 10158.0283 | 10185.6022 | 10213.1762 | 10240.7502 | 10268.3242 | 10295.8982 | 10322.6653 | 10349.4324 | 10376.1995 | 10402.9666 | 10429.7337
Clermont |  | Industrial | 137042.047 | 137111.8934 | 137181.7398 | 137262.424 | 137343.1081 | 137423.7923 | 137504.4765 | 137585.1607 | 137622.2353 | 137659.3099 | 137696.3846 | 137733.4592 | 137770.5338 | 138144.5122 | 138518.4905 | 138892.4689 | 139266.4472 | 139640.4255 | 140003.4603 | 140366.495 | 140729.5297 | 141092.5644 | 141455.5991
Clermont |  | Community Purposes | 6247.292 | 6250.4761 | 6253.6602 | 6257.3383 | 6261.0164 | 6264.6945 | 6268.3727 | 6272.0508 | 6273.7409 | 6275.431 | 6277.1211 | 6278.8112 | 6280.5013 | 6297.5498 | 6314.5982 | 6331.6466 | 6348.6951 | 6365.7435 | 6382.293 | 6398.8426 | 6415.3921 | 6431.9417 | 6448.4912
Clermont |  | Others | 10241.9373 | 10247.1574 | 10252.3774 | 10258.4074 | 10264.4374 | 10270.4674 | 10276.4973 | 10282.5273 | 10285.2981 | 10288.0689 | 10290.8397 | 10293.6105 | 10296.3813 | 10324.3309 | 10352.2804 | 10380.23 | 10408.1795 | 10436.1291 | 10463.2607 | 10490.3924 | 10517.524 | 10544.6557 | 10571.7874
Nebo | Nebo | Retail | 333.3214 | 344.6143 | 355.9072 | 366.4665 | 377.0259 | 387.5852 | 398.1445 | 408.7038 | 421.0206 | 433.3374 | 445.6541 | 457.9709 | 470.2876 | 470.942 | 471.5963 | 472.2507 | 472.905 | 473.5594 | 474.1811 | 474.8029 | 475.4246 | 476.0464 | 476.6682
Nebo |  | Commercial | 1815.6802 | 1877.1954 | 1938.7106 | 1996.2297 | 2053.7489 | 2111.268 | 2168.7871 | 2226.3063 | 2293.3986 | 2360.4909 | 2427.5832 | 2494.6756 | 2561.7679 | 2565.3322 | 2568.8966 | 2572.461 | 2576.0253 | 2579.5897 | 2582.9766 | 2586.3634 | 2589.7503 | 2593.1372 | 2596.5241
Nebo |  | Industrial | 34960.218 | 36144.6698 | 37329.1217 | 38436.6303 | 39544.1389 | 40651.6476 | 41759.1562 | 42866.6648 | 44158.5015 | 45450.3381 | 46742.1747 | 48034.0114 | 49325.848 | 49394.4784 | 49463.1087 | 49531.7391 | 49600.3695 | 49668.9998 | 49734.2129 | 49799.426 | 49864.6391 | 49929.8522 | 49995.0653
Nebo |  | Community Purposes | 766.3041 | 792.2665 | 818.2289 | 842.5047 | 866.7805 | 891.0564 | 915.3322 | 939.608 | 967.9242 | 996.2404 | 1024.5566 | 1052.8728 | 1081.1889 | 1082.6933 | 1084.1976 | 1085.7019 | 1087.2063 | 1088.7106 | 1090.14 | 1091.5694 | 1092.9989 | 1094.4283 | 1095.8577
Nebo |  | Others | 1078.6882 | 1115.2342 | 1151.7801 | 1185.952 | 1220.1239 | 1254.2958 | 1288.4676 | 1322.6395 | 1362.4988 | 1402.3581 | 1442.2174 | 1482.0766 | 1521.9359 | 1524.0535 | 1526.171 | 1528.2886 | 1530.4062 | 1532.5238 | 1534.5359 | 1536.548 | 1538.5602 | 1540.5723 | 1542.5844
Glenden | Glenden | Retail | 455.4498 | 456.3045 | 457.1593 | 458.5523 | 459.9454 | 461.3384 | 462.7314 | 464.1245 | 466.6807 | 469.2369 | 471.7931 | 474.3493 | 476.9055 | 478.6025 | 480.2995 | 481.9965 | 483.6936 | 485.3906 | 487.0803 | 488.77 | 490.4597 | 492.1494 | 493.8391
Glenden |  | Commercial | 2480.9428 | 2485.5986 | 2490.2545 | 2497.8427 | 2505.431 | 2513.0192 | 2520.6074 | 2528.1957 | 2542.1199 | 2556.0442 | 2569.9684 | 2583.8927 | 2597.817 | 2607.061 | 2616.305 | 2625.549 | 2634.7931 | 2644.0371 | 2653.2413 | 2662.4456 | 2671.6499 | 2680.8541 | 2690.0584
Glenden |  | Industrial | 47769.5918 | 47859.2386 | 47948.8854 | 48094.9939 | 48241.1023 | 48387.2108 | 48533.3193 | 48679.4278 | 48947.5341 | 49215.6404 | 49483.7467 | 49751.8529 | 50019.9592 | 50197.9493 | 50375.9394 | 50553.9294 | 50731.9195 | 50909.9096 | 51087.134 | 51264.3584 | 51441.5827 | 51618.8071 | 51796.0315
Glenden |  | Community Purposes | 1047.0769 | 1049.0419 | 1051.0069 | 1054.2095 | 1057.4121 | 1060.6146 | 1063.8172 | 1067.0198 | 1072.8966 | 1078.7733 | 1084.65 | 1090.5267 | 1096.4034 | 1100.3048 | 1104.2062 | 1108.1076 | 1112.0091 | 1115.9105 | 1119.7951 | 1123.6798 | 1127.5644 | 1131.449 | 1135.3337
Glenden |  | Others | 1473.918 | 1476.6841 | 1479.4501 | 1483.9582 | 1488.4664 | 1492.9745 | 1497.4826 | 1501.9908 | 1510.2631 | 1518.5355 | 1526.8078 | 1535.0802 | 1543.3525 | 1548.8444 | 1554.3362 | 1559.828 | 1565.3199 | 1570.8117 | 1576.2799 | 1581.7481 | 1587.2163 | 1592.6845 | 1598.1528
Middlemount | Middlemount | Retail | 959.6749 | 959.6749 | 959.6749 | 959.6749 | 959.6749 | 959.6749 | 959.6749 | 959.6749 | 959.6749 | 959.6749 | 959.6749 | 959.6749 | 959.6749 | 959.6749 | 959.6749 | 959.6749 | 959.6749 | 959.6749 | 959.6749 | 959.6749 | 959.6749 | 959.6749 | 959.6749
Middlemount |  | Commercial | 5227.5757 | 5227.5757 | 5227.5757 | 5227.5757 | 5227.5757 | 5227.5757 | 5227.5757 | 5227.5757 | 5227.5757 | 5227.5757 | 5227.5757 | 5227.5757 | 5227.5757 | 5227.5757 | 5227.5757 | 5227.5757 | 5227.5757 | 5227.5757 | 5227.5757 | 5227.5757 | 5227.5757 | 5227.5757 | 5227.5757
Middlemount |  | Industrial | 100654.945 | 100654.945 | 100654.945 | 100654.945 | 100654.945 | 100654.945 | 100654.945 | 100654.945 | 100654.945 | 100654.945 | 100654.945 | 100654.945 | 100654.945 | 100654.945 | 100654.945 | 100654.945 | 100654.945 | 100654.945 | 100654.945 | 100654.945 | 100654.945 | 100654.945 | 100654.945
Middlemount |  | Community Purposes | 2206.2877 | 2206.2877 | 2206.2877 | 2206.2877 | 2206.2877 | 2206.2877 | 2206.2877 | 2206.2877 | 2206.2877 | 2206.2877 | 2206.2877 | 2206.2877 | 2206.2877 | 2206.2877 | 2206.2877 | 2206.2877 | 2206.2877 | 2206.2877 | 2206.2877 | 2206.2877 | 2206.2877 | 2206.2877 | 2206.2877
Middlemount |  | Others | 3105.6815 | 3105.6815 | 3105.6815 | 3105.6815 | 3105.6815 | 3105.6815 | 3105.6815 | 3105.6815 | 3105.6815 | 3105.6815 | 3105.6815 | 3105.6815 | 3105.6815 | 3105.6815 | 3105.6815 | 3105.6815 | 3105.6815 | 3105.6815 | 3105.6815 | 3105.6815 | 3105.6815 | 3105.6815 | 3105.6815
Dysart | Dysart | Retail | 1753.4699 | 1753.4699 | 1753.4699 | 1753.4699 | 1753.4699 | 1753.4699 | 1753.4699 | 1753.4699 | 1753.4699 | 1753.4699 | 1753.4699 | 1753.4699 | 1753.4699 | 1753.4699 | 1753.4699 | 1753.4699 | 1753.4699 | 1753.4699 | 1753.5164 | 1753.5628 | 1753.6093 | 1753.6557 | 1753.7021
Dysart |  | Commercial | 9551.5648 | 9551.5648 | 9551.5648 | 9551.5648 | 9551.5648 | 9551.5648 | 9551.5648 | 9551.5648 | 9551.5648 | 9551.5648 | 9551.5648 | 9551.5648 | 9551.5648 | 9551.5648 | 9551.5648 | 9551.5648 | 9551.5648 | 9551.5648 | 9551.8178 | 9552.0708 | 9552.3238 | 9552.5767 | 9552.8297
Dysart |  | Industrial | 183911.6797 | 183911.6797 | 183911.6797 | 183911.6797 | 183911.6797 | 183911.6797 | 183911.6797 | 183911.6797 | 183911.6797 | 183911.6797 | 183911.6797 | 183911.6797 | 183911.6797 | 183911.6797 | 183911.6797 | 183911.6797 | 183911.6797 | 183911.6797 | 183916.5508 | 183921.4218 | 183926.2928 | 183931.1639 | 183936.0349
Dysart |  | Community Purposes | 4031.2185 | 4031.2185 | 4031.2185 | 4031.2185 | 4031.2185 | 4031.2185 | 4031.2185 | 4031.2185 | 4031.2185 | 4031.2185 | 4031.2185 | 4031.2185 | 4031.2185 | 4031.2185 | 4031.2185 | 4031.2185 | 4031.2185 | 4031.2185 | 4031.3253 | 4031.4321 | 4031.5389 | 4031.6456 | 4031.7524
Dysart |  | Others | 5674.5459 | 5674.5459 | 5674.5459 | 5674.5459 | 5674.5459 | 5674.5459 | 5674.5459 | 5674.5459 | 5674.5459 | 5674.5459 | 5674.5459 | 5674.5459 | 5674.5459 | 5674.5459 | 5674.5459 | 5674.5459 | 5674.5459 | 5674.5459 | 5674.6962 | 5674.8465 | 5674.9968 | 5675.1471 | 5675.2974
0 | 0 | Retail | 0 | 0 | 0 | 0 | 0 | 0 | 0 | 0 | 0 | 0 | 0 | 0 | 0 | 0 | 0 | 0 | 0 | 0 | 0 | 0 | 0 | 0 | 0
0 |  | Commercial | 0 | 0 | 0 | 0 | 0 | 0 | 0 | 0 | 0 | 0 | 0 | 0 | 0 | 0 | 0 | 0 | 0 | 0 | 0 | 0 | 0 | 0 | 0
0 |  | Industrial | 0 | 0 | 0 | 0 | 0 | 0 | 0 | 0 | 0 | 0 | 0 | 0 | 0 | 0 | 0 | 0 | 0 | 0 | 0 | 0 | 0 | 0 | 0
0 |  | Community Purposes | 0 | 0 | 0 | 0 | 0 | 0 | 0 | 0 | 0 | 0 | 0 | 0 | 0 | 0 | 0 | 0 | 0 | 0 | 0 | 0 | 0 | 0 | 0
0 |  | Others | 0 | 0 | 0 | 0 | 0 | 0 | 0 | 0 | 0 | 0 | 0 | 0 | 0 | 0 | 0 | 0 | 0 | 0 | 0 | 0 | 0 | 0 | 0
0 | 0 | Retail | 0 | 0 | 0 | 0 | 0 | 0 | 0 | 0 | 0 | 0 | 0 | 0 | 0 | 0 | 0 | 0 | 0 | 0 | 0 | 0 | 0 | 0 | 0
0 |  | Commercial | 0 | 0 | 0 | 0 | 0 | 0 | 0 | 0 | 0 | 0 | 0 | 0 | 0 | 0 | 0 | 0 | 0 | 0 | 0 | 0 | 0 | 0 | 0
0 |  | Industrial | 0 | 0 | 0 | 0 | 0 | 0 | 0 | 0 | 0 | 0 | 0 | 0 | 0 | 0 | 0 | 0 | 0 | 0 | 0 | 0 | 0 | 0 | 0
0 |  | Community Purposes | 0 | 0 | 0 | 0 | 0 | 0 | 0 | 0 | 0 | 0 | 0 | 0 | 0 | 0 | 0 | 0 | 0 | 0 | 0 | 0 | 0 | 0 | 0
0 |  | Others | 0 | 0 | 0 | 0 | 0 | 0 | 0 | 0 | 0 | 0 | 0 | 0 | 0 | 0 | 0 | 0 | 0 | 0 | 0 | 0 | 0 | 0 | 0
Outside priority infrastructure area (total) | Outside priority infrastructure area (total) | Retail | 2458.6227 | 2459.5284 | 2460.4341 | 2463.3237 | 2466.2133 | 2469.1029 | 2471.9925 | 2474.8821 | 2477.4417 | 2480.0013 | 2482.5609 | 2485.1205 | 2487.6801 | 2598.8115 | 2709.9428 | 2821.0742 | 2932.2056 | 3043.337 | 3148.6137 | 3253.8905 | 3359.1672 | 3464.444 | 3569.7207
Outside priority infrastructure area (total) |  | Commercial | 10791.9391 | 10791.9391 | 10791.9391 | 10791.9391 | 10791.9391 | 10791.9391 | 10791.9391 | 10791.9391 | 10791.9391 | 10791.9391 | 10791.9391 | 10791.9391 | 10791.9391 | 11296.3499 | 11800.7606 | 12305.1714 | 12809.5822 | 13313.9929 | 13866.304 | 14418.615 | 14970.926 | 15523.237 | 16075.548
Outside priority infrastructure area (total) |  | Industrial | 235564.2582 | 236111.0975 | 236657.9367 | 237296.0563 | 237934.1759 | 238572.2956 | 239210.4152 | 239848.5348 | 240481.9064 | 241115.2779 | 241748.6495 | 242382.021 | 243015.3925 | 252153.6438 | 261291.895 | 270430.1462 | 279568.3975 | 288706.6487 | 297364.2869 | 306021.925 | 314679.5631 | 323337.2013 | 331994.8394
Outside priority infrastructure area (total) |  | Community Purposes | 4184.4414 | 4184.4414 | 4184.4414 | 4184.4414 | 4184.4414 | 4184.4414 | 4184.4414 | 4184.4414 | 4184.4414 | 4184.4414 | 4184.4414 | 4184.4414 | 4184.4414 | 4390.1872 | 4595.933 | 4801.6788 | 5007.4246 | 5213.1704 | 5504.1769 | 5795.1833 | 6086.1898 | 6377.1963 | 6668.2027
Outside priority infrastructure area (total) |  | Others | 11388.5724 | 11499.6121 | 11610.6518 | 11721.3429 | 11832.034 | 11942.7251 | 12053.4162 | 12164.1073 | 12290.0758 | 12416.0443 | 12542.0127 | 12667.9812 | 12793.9497 | 13089.6282 | 13385.3067 | 13680.9852 | 13976.6638 | 14272.3423 | 14552.2645 | 14832.1868 | 15112.1091 | 15392.0313 | 15671.9536
Forecast Charges Revenue - Non-Residential (Incremental)
| Projection area | LGIP development type | 2024 | 2025 | 2026 | 2027 | 2028 | 2029 | 2030 | 2031 | 2032 | 2033 | 2034 | 2035 | 2036 | 2037 | 2038 | 2039 | 2040 | 2041 | 2042 | 2043 | 2044 | 2045 | 2046
|  |  | 0 | 771817.3351 | 791112.7685 | 790712.547 | 810480.3606 | 830742.3696 | 851510.9289 | 872798.7021 | 1025301.9264 | 1050934.4746 | 1077207.8365 | 1104138.0324 | 1131741.4832 | 851388.027 | 872672.7277 | 894489.5459 | 916851.7845 | 939773.0791 | 949359.6878 | 973093.6799 | 997421.0219 | 1022356.5475 | 1047915.4612
| Moranbah | Retail | 0 | 21985.7244 | 22535.3675 | 22260.3325 | 22816.8408 | 23387.2618 | 23971.9434 | 24571.242 | 28842.4033 | 29563.4633 | 30302.5499 | 31060.1137 | 31836.6165 | 2603.6734 | 2668.7652 | 2735.4843 | 2803.8714 | 2873.9682 | 2833.8563 | 2904.7027 | 2977.3203 | 3051.7533 | 3128.0472
|  | Commercial | 0 | 97351.2208 | 99785.0013 | 98567.1659 | 101031.345 | 103557.1286 | 106146.0568 | 108799.7083 | 127712.1061 | 130904.9087 | 134177.5314 | 137531.9697 | 140970.269 | 11528.8801 | 11817.1021 | 12112.5296 | 12415.3429 | 12725.7264 | 12548.1139 | 12861.8167 | 13183.3622 | 13512.9462 | 13850.7699
|  | Industrial | 0 | 451142.1321 | 462420.6854 | 456777.0287 | 468196.4544 | 479901.3658 | 491898.9 | 504196.3725 | 591839.6439 | 606635.635 | 621801.5258 | 637346.564 | 653280.2281 | 53426.7931 | 54762.463 | 56131.5245 | 57534.8127 | 58973.183 | 58150.0963 | 59603.8487 | 61093.9449 | 62621.2935 | 64186.8258
|  | Community Purposes | 0 | 57467.0628 | 58903.7394 | 58184.8431 | 59639.4642 | 61130.4508 | 62658.7121 | 64225.1799 | 75389.2921 | 77274.0244 | 79205.875 | 81186.0219 | 83215.6724 | 6805.5734 | 6975.7127 | 7150.1055 | 7328.8581 | 7512.0796 | 7407.2338 | 7592.4146 | 7782.225 | 7976.7806 | 8176.2001
|  | Others | 0 | 3443.3407 | 3529.4242 | 3486.349 | 3573.5077 | 3662.8454 | 3754.4166 | 3848.277 | 4517.2139 | 4630.1443 | 4745.8979 | 4864.5453 | 4986.159 | 407.7798 | 417.9743 | 428.4237 | 439.1342 | 450.1126 | 443.8304 | 454.9262 | 466.2993 | 477.9568 | 489.9057
| Clermont | Retail | 0 | 299.7352 | 307.2285 | 363.7725 | 372.8668 | 382.1884 | 391.7432 | 401.5367 | 189.1201 | 193.8481 | 198.6943 | 203.6616 | 208.7532 | 2158.3732 | 2212.3326 | 2267.6409 | 2324.3319 | 2382.4402 | 2370.5416 | 2429.8052 | 2490.5503 | 2552.8141 | 2616.6344
|  | Commercial | 0 | 967.8361 | 992.032 | 1174.6107 | 1203.976 | 1234.0754 | 1264.9273 | 1296.5505 | 610.6632 | 625.9298 | 641.5781 | 657.6175 | 674.058 | 6969.3245 | 7143.5576 | 7322.1466 | 7505.2002 | 7692.8302 | 7654.4102 | 7845.7704 | 8041.9147 | 8242.9625 | 8449.0366
|  | Industrial | 0 | 4685.7324 | 4802.8757 | 5686.8219 | 5828.9924 | 5974.7172 | 6124.0852 | 6277.1873 | 2956.497 | 3030.4094 | 3106.1697 | 3183.8239 | 3263.4195 | 33741.6525 | 34585.1938 | 35449.8237 | 36336.0692 | 37244.471 | 37058.4619 | 37984.9235 | 38934.5466 | 39907.9102 | 40905.608
|  | Community Purposes | 0 | 598.3933 | 613.3531 | 726.2378 | 744.3938 | 763.0036 | 782.0787 | 801.6307 | 377.5606 | 386.9996 | 396.6746 | 406.5915 | 416.7563 | 4308.991 | 4416.7157 | 4527.1336 | 4640.312 | 4756.3198 | 4732.5654 | 4850.8796 | 4972.1515 | 5096.4553 | 5223.8667
|  | Others | 0 | 139.9161 | 143.414 | 169.8087 | 174.0539 | 178.4053 | 182.8654 | 187.437 | 88.2811 | 90.4881 | 92.7503 | 95.0691 | 97.4458 | 1007.5269 | 1032.7151 | 1058.533 | 1084.9963 | 1112.1212 | 1106.567 | 1134.2312 | 1162.5869 | 1191.6516 | 1221.4429
| Nebo | Retail | 0 | 2728.8646 | 2797.0862 | 2680.7692 | 2747.7885 | 2816.4832 | 2886.8952 | 2959.0676 | 3537.8485 | 3626.2947 | 3716.9521 | 3809.8759 | 3905.1228 | 212.6509 | 217.9672 | 223.4164 | 229.0018 | 234.7268 | 228.6152 | 234.3306 | 240.1888 | 246.1935 | 252.3484
|  | Commercial | 0 | 11560.787 | 11849.8067 | 11357.0319 | 11640.9577 | 11931.9817 | 12230.2812 | 12536.0383 | 14988.0333 | 15362.7342 | 15746.8025 | 16140.4726 | 16543.9844 | 900.8919 | 923.4142 | 946.4996 | 970.1621 | 994.4161 | 968.5242 | 992.7373 | 1017.5558 | 1042.9947 | 1069.0695
|  | Industrial | 0 | 79460.4318 | 81446.9426 | 78059.9678 | 80011.467 | 82011.7537 | 84062.0476 | 86163.5987 | 103016.8275 | 105592.2482 | 108232.0544 | 110937.8557 | 113711.3021 | 6192.0751 | 6346.877 | 6505.5489 | 6668.1877 | 6834.8924 | 6656.9303 | 6823.3536 | 6993.9374 | 7168.7859 | 7348.0055
|  | Community Purposes | 0 | 4879.2067 | 5001.1869 | 4793.2123 | 4913.0426 | 5035.8687 | 5161.7654 | 5290.8095 | 6325.6691 | 6483.8108 | 6645.9061 | 6812.0537 | 6982.355 | 380.2196 | 389.7251 | 399.4682 | 409.4549 | 419.6913 | 408.7637 | 418.9828 | 429.4573 | 440.1938 | 451.1986
|  | Others | 0 | 979.5684 | 1004.0576 | 962.3038 | 986.3614 | 1011.0205 | 1036.296 | 1062.2034 | 1269.9658 | 1301.7149 | 1334.2578 | 1367.6142 | 1401.8046 | 76.3344 | 78.2427 | 80.1988 | 82.2038 | 84.2588 | 82.065 | 84.1166 | 86.2195 | 88.375 | 90.5844
| Glenden | Retail | 0 | 206.5378 | 211.7012 | 353.6614 | 362.503 | 371.5655 | 380.8547 | 390.3761 | 734.241 | 752.5971 | 771.412 | 790.6973 | 810.4647 | 551.5015 | 565.2891 | 579.4213 | 593.9068 | 608.7545 | 621.2892 | 636.8214 | 652.742 | 669.0605 | 685.787
|  | Commercial | 0 | 874.9936 | 896.8685 | 1498.2805 | 1535.7375 | 1574.1309 | 1613.4842 | 1653.8213 | 3110.5993 | 3188.3643 | 3268.0734 | 3349.7752 | 3433.5196 | 2336.4266 | 2394.8372 | 2454.7082 | 2516.0759 | 2578.9778 | 2632.0808 | 2697.8828 | 2765.3299 | 2834.4631 | 2905.3247
|  | Industrial | 0 | 6014.0692 | 6164.4209 | 10298.0891 | 10555.5413 | 10819.4299 | 11089.9156 | 11367.1635 | 21379.9944 | 21914.4943 | 22462.3567 | 23023.9156 | 23599.5135 | 16058.8949 | 16460.3673 | 16871.8765 | 17293.6734 | 17726.0152 | 18091.0068 | 18543.2819 | 19006.864 | 19482.0356 | 19969.0865
|  | Community Purposes | 0 | 369.2893 | 378.5215 | 632.3462 | 648.1549 | 664.3588 | 680.9677 | 697.9919 | 1312.8221 | 1345.6427 | 1379.2837 | 1413.7658 | 1449.11 | 986.0841 | 1010.7362 | 1036.0046 | 1061.9047 | 1088.4523 | 1110.8644 | 1138.636 | 1167.1019 | 1196.2794 | 1226.1864
|  | Others | 0 | 74.1399 | 75.9934 | 126.9523 | 130.1261 | 133.3792 | 136.7137 | 140.1316 | 263.5672 | 270.1564 | 276.9103 | 283.8331 | 290.9289 | 197.9701 | 202.9193 | 207.9923 | 213.1921 | 218.5219 | 223.0214 | 228.597 | 234.3119 | 240.1697 | 246.1739
| Middlemount | Retail | 0 | 0 | 0 | 0 | 0 | 0 | 0 | 0 | 0 | 0 | 0 | 0 | 0 | 0 | 0 | 0 | 0 | 0 | 0 | 0 | 0 | 0 | 0
|  | Commercial | 0 | 0 | 0 | 0 | 0 | 0 | 0 | 0 | 0 | 0 | 0 | 0 | 0 | 0 | 0 | 0 | 0 | 0 | 0 | 0 | 0 | 0 | 0
|  | Industrial | 0 | 0 | 0 | 0 | 0 | 0 | 0 | 0 | 0 | 0 | 0 | 0 | 0 | 0 | 0 | 0 | 0 | 0 | 0 | 0 | 0 | 0 | 0
|  | Community Purposes | 0 | 0 | 0 | 0 | 0 | 0 | 0 | 0 | 0 | 0 | 0 | 0 | 0 | 0 | 0 | 0 | 0 | 0 | 0 | 0 | 0 | 0 | 0
|  | Others | 0 | 0 | 0 | 0 | 0 | 0 | 0 | 0 | 0 | 0 | 0 | 0 | 0 | 0 | 0 | 0 | 0 | 0 | 0 | 0 | 0 | 0 | 0
| Dysart | Retail | 0 | 0 | 0 | 0 | 0 | 0 | 0 | 0 | 0 | 0 | 0 | 0 | 0 | 0 | 0 | 0 | 0 | 0 | 17.0762 | 17.5031 | 17.9407 | 18.3892 | 18.849
|  | Commercial | 0 | 0 | 0 | 0 | 0 | 0 | 0 | 0 | 0 | 0 | 0 | 0 | 0 | 0 | 0 | 0 | 0 | 0 | 72.3432 | 74.1518 | 76.0056 | 77.9057 | 79.8533
|  | Industrial | 0 | 0 | 0 | 0 | 0 | 0 | 0 | 0 | 0 | 0 | 0 | 0 | 0 | 0 | 0 | 0 | 0 | 0 | 497.2344 | 509.6653 | 522.4069 | 535.4671 | 548.8537
|  | Community Purposes | 0 | 0 | 0 | 0 | 0 | 0 | 0 | 0 | 0 | 0 | 0 | 0 | 0 | 0 | 0 | 0 | 0 | 0 | 30.5323 | 31.2956 | 32.078 | 32.8799 | 33.7019
|  | Others | 0 | 0 | 0 | 0 | 0 | 0 | 0 | 0 | 0 | 0 | 0 | 0 | 0 | 0 | 0 | 0 | 0 | 0 | 6.1298 | 6.283 | 6.4401 | 6.6011 | 6.7661
| 0 | Retail | 0 | 0 | 0 | 0 | 0 | 0 | 0 | 0 | 0 | 0 | 0 | 0 | 0 | 0 | 0 | 0 | 0 | 0 | 0 | 0 | 0 | 0 | 0
|  | Commercial | 0 | 0 | 0 | 0 | 0 | 0 | 0 | 0 | 0 | 0 | 0 | 0 | 0 | 0 | 0 | 0 | 0 | 0 | 0 | 0 | 0 | 0 | 0
|  | Industrial | 0 | 0 | 0 | 0 | 0 | 0 | 0 | 0 | 0 | 0 | 0 | 0 | 0 | 0 | 0 | 0 | 0 | 0 | 0 | 0 | 0 | 0 | 0
|  | Community Purposes | 0 | 0 | 0 | 0 | 0 | 0 | 0 | 0 | 0 | 0 | 0 | 0 | 0 | 0 | 0 | 0 | 0 | 0 | 0 | 0 | 0 | 0 | 0
|  | Others | 0 | 0 | 0 | 0 | 0 | 0 | 0 | 0 | 0 | 0 | 0 | 0 | 0 | 0 | 0 | 0 | 0 | 0 | 0 | 0 | 0 | 0 | 0
| 0 | Retail | 0 | 0 | 0 | 0 | 0 | 0 | 0 | 0 | 0 | 0 | 0 | 0 | 0 | 0 | 0 | 0 | 0 | 0 | 0 | 0 | 0 | 0 | 0
|  | Commercial | 0 | 0 | 0 | 0 | 0 | 0 | 0 | 0 | 0 | 0 | 0 | 0 | 0 | 0 | 0 | 0 | 0 | 0 | 0 | 0 | 0 | 0 | 0
|  | Industrial | 0 | 0 | 0 | 0 | 0 | 0 | 0 | 0 | 0 | 0 | 0 | 0 | 0 | 0 | 0 | 0 | 0 | 0 | 0 | 0 | 0 | 0 | 0
|  | Community Purposes | 0 | 0 | 0 | 0 | 0 | 0 | 0 | 0 | 0 | 0 | 0 | 0 | 0 | 0 | 0 | 0 | 0 | 0 | 0 | 0 | 0 | 0 | 0
|  | Others | 0 | 0 | 0 | 0 | 0 | 0 | 0 | 0 | 0 | 0 | 0 | 0 | 0 | 0 | 0 | 0 | 0 | 0 | 0 | 0 | 0 | 0 | 0
| Outside priority infrastructure area (total) | Retail | 0 | 145.9152 | 149.5631 | 489.0922 | 501.3195 | 513.8525 | 526.6988 | 539.8663 | 490.1668 | 502.421 | 514.9815 | 527.8561 | 541.0525 | 24078.4828 | 24680.4449 | 25297.456 | 25929.8924 | 26578.1397 | 25807.3968 | 26452.5817 | 27113.8963 | 27791.7437 | 28486.5373
|  | Commercial | 0 | 0 | 0 | 0 | 0 | 0 | 0 | 0 | 0 | 0 | 0 | 0 | 0 | 84997.4645 | 87122.4011 | 89300.4611 | 91532.9726 | 93821.2969 | 105299.0974 | 107931.5749 | 110629.8642 | 113395.6108 | 116230.5011
|  | Industrial | 0 | 24458.1516 | 25069.6054 | 29985.6732 | 30735.3151 | 31503.698 | 32291.2904 | 33098.5727 | 33673.6021 | 34515.4422 | 35378.3282 | 36262.7865 | 37169.3561 | 549684.4481 | 563426.5593 | 577512.2233 | 591950.0288 | 606748.7796 | 589208.6487 | 603938.8649 | 619037.3365 | 634513.27 | 650376.1017
|  | Community Purposes | 0 | 0 | 0 | 0 | 0 | 0 | 0 | 0 | 0 | 0 | 0 | 0 | 0 | 34669.9007 | 35536.6482 | 36425.0644 | 37335.691 | 38269.0833 | 55480.9104 | 56867.9332 | 58289.6315 | 59746.8723 | 61240.5441
|  | Others | 0 | 1984.2861 | 2033.8933 | 2078.196 | 2130.1509 | 2183.4047 | 2237.9898 | 2293.9395 | 2675.8079 | 2742.7031 | 2811.2707 | 2881.5525 | 2953.5913 | 7106.114 | 7283.7669 | 7465.861 | 7652.5076 | 7843.8203 | 7611.4808 | 7801.7678 | 7996.812 | 8196.7323 | 8401.6506

## CF Projection
Isaac Regional Council | [5 empty] | Return to Navigation
Local Government Infrastructure Plan
Cashflow Projection Table - Anticipated Capital Expenditure & Charges Revenues
Cashflow | Network | 2024 | 2025 | 2026 | 2027 | 2028 | 2029 | 2030 | 2031 | 2032 | 2033 | 2034 | 2035 | 2036 | 2037 | 2038 | 2039 | 2040 | 2041
Anticipated Capital Expenditure | Water Supply | 0 | 0 | 1454720.1758 | 14020.8976 | 7748941.6501 | 0 | 0 | 0 | 0 | 0 | 0 | 0 | 0 | 0 | 0 | 0 | 0 | 0
| Sewerage | 0 | 0 | 3433728.7953 | 1438644.8759 | 3384296.2508 | 0 | 0 | 0 | 0 | 0 | 0 | 0 | 0 | 0 | 0 | 0 | 0 | 0
| Transport | 0 | 70481.72 | 402992.2987 | 1077563.8828 | 8302880.174 | 2469417.5435 | 1078314.3264 | 23719890.6229 | 318541.0473 | 0 | 0 | 5191580.9903 | 0 | 3657943.7404 | 0 | 0 | 0 | 0
| Parks and Land for Community Facilities | 0 | 0 | 0 | 397817.2992 | 0 | 258377.1694 | 0 | 0 | 0 | 0 | 0 | 0 | 0 | 0 | 0 | 0 | 0 | 0
| Total Asset Cost | 0 | 70481.72 | 5291441.2697 | 2928046.9556 | 19436118.0749 | 2727794.7129 | 1078314.3264 | 23719890.6229 | 318541.0473 | 0 | 0 | 5191580.9903 | 0 | 3657943.7404 | 0 | 0 | 0 | 0
| Total Asset Cost (Cumulative) | 0 | 70481.72 | 5361922.9898 | 8289969.9453 | 27726088.0202 | 30453882.7331 | 31532197.0595 | 55252087.6824 | 55570628.7297 | 55570628.7297 | 55570628.7297 | 60762209.72 | 60762209.72 | 64420153.4605 | 64420153.4605 | 64420153.4605 | 64420153.4605 | 64420153.4605
Anticipated Charges Revenue | Residential Charges | 18200000 | 7685384.9942 | 7877519.619 | 3783285.5808 | 3877867.7203 | 3974814.4134 | 4074184.7737 | 4176039.393 | 5198210.6329 | 5328165.8987 | 5461370.0462 | 5597904.2973 | 5737851.9048 | 2906394.6513 | 2979054.5176 | 3053530.8805 | 3129869.1525 | 3208115.8813
| Non-Residential Charges | 0 | 771817.3351 | 791112.7685 | 790712.547 | 810480.3606 | 830742.3696 | 851510.9289 | 872798.7021 | 1025301.9264 | 1050934.4746 | 1077207.8365 | 1104138.0324 | 1131741.4832 | 851388.027 | 872672.7277 | 894489.5459 | 916851.7845 | 939773.0791
| Adjusted Total Charges Revenue | 18200000 | 2114300.5823 | 2167158.0969 | 1143499.5319 | 1172087.0202 | 1201389.1957 | 1231423.9256 | 2524419.0476 | 3111756.2797 | 3189550.1867 | 3269288.9413 | 3351021.1648 | 5152195.041 | 2818337.0087 | 2888795.4339 | 2961015.3198 | 3035040.7028 | 3110916.7204
| Total Charges Revenue (Cumulative) | 18200000 | 20314300.5823 | 22481458.6792 | 23624958.2111 | 24797045.2314 | 25998434.4271 | 27229858.3528 | 29754277.4003 | 32866033.68 | 36055583.8666 | 39324872.808 | 42675893.9728 | 47828089.0138 | 50646426.0225 | 53535221.4564 | 56496236.7762 | 59531277.479 | 62642194.1994
Cashflow (Annual / Incremental) |  | 18200000 | 2043818.8623 | -3124283.1729 | -1784547.4236 | -18264031.0546 | -1526405.5171 | 153109.5993 | -21195471.5753 | 2793215.2323 | 3189550.1867 | 3269288.9413 | -1840559.8255 | 5152195.041 | -839606.7317 | 2888795.4339 | 2961015.3198 | 3035040.7028 | 3110916.7204
Cashflow (Cumulative) |  | 18200000 | 20243818.8623 | 17119535.6894 | 15334988.2658 | -2929042.7889 | -4455448.306 | -4302338.7067 | -25497810.2821 | -22704595.0497 | -19515044.8631 | -16245755.9218 | -18086315.7472 | -12934120.7063 | -13773727.438 | -10884932.004 | -7923916.6843 | -4888875.9815 | -1777959.2611
NPV Assessment (18 year) | NPV of Total Asset Cost | 45942635.6516
| NPV of Total Charges Revenue | 43712070.4554
| NPV of Annual Cashflow | -2230565.1962
| Financial Sustainability Ratio (Rev vs Exp) | 0.95145
NPV Assessment (15 year) | NPV of Total Asset Cost | 45942635.6516
| NPV of Total Charges Revenue | 41348522.9558
| NPV of Annual Cashflow | -4594112.6958
| Financial Sustainability Ratio (Rev vs Exp) | 0.9
| Charge Revenue Losses (as % of total growth) | 0% | 75% | 75% | 75% | 75% | 75% | 75% | 50% | 50% | 50% | 50% | 50% | 25% | 25% | 25% | 25% | 25% | 25%
| Charge Revenue Losses (as $ revenue) |  | 6342901.7469 | 6501474.2906 | 3430498.5958 | 3516261.0607 | 3604167.5872 | 3694271.7769 | 2524419.0476 | 3111756.2797 | 3189550.1867 | 3269288.9413 | 3351021.1648 | 1717398.347 | 939445.6696 | 962931.8113 | 987005.1066 | 1011680.2343 | 1036972.2401
*Assumes 75% of non-resident worker growth will be accommodated by existing work camps
Based on projected non-resident worker population growth within Economic and Population Study